## Flat Standard MDL
No | Section | Package/Scope Group | Discipline | Document Type | System (L1) | Sub-System / Area (L2) | Equipment (L3) | Standardized Document Title | Scope | Evidence Type | Review Status | Source Standard Nos | Source Projects | Source Document Nos | Source Titles | Generation / Merge Reason
1 | ACC Vendor Document List | ACC | Civil/Structural | Detail Drawing | Building/Structure System | Air Cooled Condenser | ACC Structure Rebar | ACC Rebar Detail Drawing | Vendor | Source-Grounded | Approved Source-Grounded | 2123 | Turkistan | CCP-PW-B016-CV-ACC-0006 | AIR COOLED CONDENSER_RE-BAR DETAIL | Standardized from 'AIR COOLED CONDENSER_RE-BAR DETAIL'; kept as vendor civil/structural deliverable for ACC package interface.
2 | ACC Vendor Document List | ACC | Mechanical | Detail Drawing | Building/Structure System | Air Cooled Condenser | ACC Drain Water Pump Pit | ACC Drain Water Pump Pit Detail Drawing | Vendor | Source-Grounded | Approved Source-Grounded | 2009 | Fadhili | T16182-VK02-P0ULC-171309 | AIR COOLED CONDENSER DRAIN WATER PUMP PIT DETAIL | Standardized from 'AIR COOLED CONDENSER DRAIN WATER PUMP PIT DETAIL'.
3 | ACC Vendor Document List | ACC | Mechanical | Technical Data Sheet | Condensate System | Air Cooled Condenser | ACC Condensate Collection Tank | ACC Condensate Collection Tank Data Sheet | Vendor | Source-Grounded | Approved Source-Grounded | 5665 | Fadhili ¦ Karabatan ¦ Turkistan | T16182-XR00-P0MAG-123013 ¦ T14211-7341-04-ME-B16-006 ¦ T14211-7328-04-ME-B16-006 ¦ T16182-YF00-P0MAG-123032 ¦ CCP-W-B116-04-ME-H21-0001 ¦ T16182-XK00-P0MAG-123008 ¦ T16182-XK00-P0MAG-123009 ¦ T16182-DH02-P0MAG-123011 ¦ T16182-YT01-P0MAJ-123012 ¦ T14211-7341-ME-TDS-0001 ¦ T14211-7341-04-ME-B16-002 ¦ T14211-7341-04-ME-B16-003 ¦ T14211-7341-04-ME-B16-004 ¦ T14211-7341-04-ME-B16-005 ¦ T14211-7328-04-ME-B16-001 ¦ T14211-7328-04-ME-B16-002 ¦ T14211-7328-04-ME-B16-003 ¦ T14211-7328-04-ME-B16-004 ¦ T14211-7328-04-ME-B16-005 ¦ CCP-W-B116-04-ME-P10-0001 | ACC - ELECTRICAL LIFTING HOIST DATASHEET ¦ Air Cooled Condenser_Electrical Lifting Hoist Datasheet ¦ ACC - INSTRUMENT DATASHEET ¦ Air Cooled Condenser_Instrument Datasheet ¦ ACC - GEARBOX DATASHEET ¦ ACC - FAN MOTOR DATA SHEET ¦ ACC - SJAE DATASHEET ¦ ACC - CLEANING WATER PUMP DATASHEET ¦ Technical Datasheet for ACC ¦ Air Cooled Condenser_Fan Motor Data Sheet ¦ Air Cooled Condenser_Condensate Drain Pump Datasheet ¦ Air Cooled Condenser_Vacuum pump Datasheet ¦ Air Cooled Condenser_CLEANING WATER PUMP Data sheet ¦ Air Cooled Condenser_Condensate Collection Tank Datasheet ¦ Air Cooled Condenser_Valve Datasheet | Standardized from source title 'Air Cooled Condenser_Condensate Collection Tank Datasheet'.
4 | ACC Vendor Document List | ACC | Mechanical | Technical Data Sheet | Condensate System | Air Cooled Condenser | ACC Condensate Drain Pump | ACC Condensate Drain Pump Data Sheet | Vendor | Source-Grounded | Approved Source-Grounded | 5665 | Fadhili ¦ Karabatan ¦ Turkistan | T16182-XR00-P0MAG-123013 ¦ T14211-7341-04-ME-B16-006 ¦ T14211-7328-04-ME-B16-006 ¦ T16182-YF00-P0MAG-123032 ¦ CCP-W-B116-04-ME-H21-0001 ¦ T16182-XK00-P0MAG-123008 ¦ T16182-XK00-P0MAG-123009 ¦ T16182-DH02-P0MAG-123011 ¦ T16182-YT01-P0MAJ-123012 ¦ T14211-7341-ME-TDS-0001 ¦ T14211-7341-04-ME-B16-002 ¦ T14211-7341-04-ME-B16-003 ¦ T14211-7341-04-ME-B16-004 ¦ T14211-7341-04-ME-B16-005 ¦ T14211-7328-04-ME-B16-001 ¦ T14211-7328-04-ME-B16-002 ¦ T14211-7328-04-ME-B16-003 ¦ T14211-7328-04-ME-B16-004 ¦ T14211-7328-04-ME-B16-005 ¦ CCP-W-B116-04-ME-P10-0001 | ACC - ELECTRICAL LIFTING HOIST DATASHEET ¦ Air Cooled Condenser_Electrical Lifting Hoist Datasheet ¦ ACC - INSTRUMENT DATASHEET ¦ Air Cooled Condenser_Instrument Datasheet ¦ ACC - GEARBOX DATASHEET ¦ ACC - FAN MOTOR DATA SHEET ¦ ACC - SJAE DATASHEET ¦ ACC - CLEANING WATER PUMP DATASHEET ¦ Technical Datasheet for ACC ¦ Air Cooled Condenser_Fan Motor Data Sheet ¦ Air Cooled Condenser_Condensate Drain Pump Datasheet ¦ Air Cooled Condenser_Vacuum pump Datasheet ¦ Air Cooled Condenser_CLEANING WATER PUMP Data sheet ¦ Air Cooled Condenser_Condensate Collection Tank Datasheet ¦ Air Cooled Condenser_Valve Datasheet | Standardized from source title 'Air Cooled Condenser_Condensate Drain Pump Datasheet'.
5 | ACC Vendor Document List | ACC | Mechanical | Technical Specification | Condensate System | Air Cooled Condenser | ACC Condensate Drain Pump | ACC Condensate Drain Pump Technical Specification | Vendor | Source-Grounded | Approved Source-Grounded | 17 | Fadhili ¦ R&N ¦ Turkistan | T16182-DE00-P0MAG-123020 ¦ CCP-W-B116-04-ME-B16-0009 ¦ T16182-VN02-P0MAG-123006 ¦ T16182-XS00-P0MAG-123010 ¦ T16182-VN02-P0MAG-123022 ¦ T16182-YT01-P0MAG-123036 ¦ SAU4005-G000-PA_-&MEC-00251 ¦ CCP-W-B116-04-ME-B16-0003 ¦ CCP-W-B116-04-ME-E24-0001 ¦ CCP-W-B116-04-ME-B16-0004 ¦ CCP-W-B116-04-ME-B16-0005 ¦ CCP-W-B116-04-ME-B16-0006 ¦ CCP-W-B116-04-ME-B16-0007 | ACC - STEEL STRUCTURE SPECIFICATION ¦ Air Cooled Condenser_Electrical Lifting Hoist Technical Specification ¦ ACC - FAN SPECIFICATION ¦ ACC - CONDENSATE DRAIN PUMP SPECIFICATION ¦ ACC - EMBEDDED MATERIAL SPECIFICATION ¦ ACC-MOTORISED VALVE SPECIFICATION ¦ Technical Specifications for Air Cooled Condenser ¦ Air Cooled Condenser_Fan Technical Specification ¦ Air Cooled Condenser_Fan Motor Technical Specification ¦ Air Cooled Condenser_Fan Gearbox Technical Specification ¦ Air Cooled Condenser_Vacuum Pump & Motor Technical Specification ¦ Air Cooled Condenser_Condensate Drain Pump & Motor Technical Specification ¦ Air Cooled Condenser_Cleaning Water Pump & Motor Technical Specification | Standardized from source title 'ACC - CONDENSATE DRAIN PUMP SPECIFICATION'.
6 | ACC Vendor Document List | ACC | Mechanical | Performance Curve | Plant General System | Air Cooled Condenser | ACC | ACC Performance Curve | Vendor | Source-Grounded | Approved Source-Grounded | 3322 ¦ 3340 | R&N ¦ Fadhili ¦ Karabatan ¦ Turkistan | SAU4005-G104-MAG-&MDD-07323 ¦ T16182-XS00-P0MAG-123004 ¦ T16182-YM01-P0MAG-123025 ¦ T16182-YU02-P0MAG-123026 ¦ T14211-7341-04-ME-G18-001 ¦ T14211-7328-04-ME-G18-001 ¦ CCP-W-B116-04-ME-B16-0002 | ACC(V) - Performance Curve ¦ ACC - PERFORMANCE CURVE ¦ ACC - MOTOR THERMAL LIMIT CURVE ¦ ACC - SPEED - TORQUE & CURRENT CURVE ¦ Air Cooled Condenser_PERFORMANCE CURVES ¦ Air Cooled Condenser_Performance Curve | Merged multiple performance curve rows (including motor thermal limit and speed-torque-current curves) into one standardized vendor deliverable for ACC performance curves.
7 | ACC Vendor Document List | ACC | Mechanical | Technical Bid Evaluation | Plant General System | Air Cooled Condenser | ACC | ACC Technical Bid Evaluation (TBE) | Vendor | Source-Grounded | Approved Source-Grounded | 2125 ¦ 2126 | Karabatan | T14211-7300-ME-TBE-0004 ¦ T14211-7341-ME-TBE-0001 | TBE for ACC ¦ Technical Bid Evaluation for ACC | Merged duplicate TBE deliverables for ACC: one row labeled 'TBE' and one 'Technical Bid Evaluation' with same intent and scope.
8 | ACC Vendor Document List | ACC | Mechanical | Technical Data Sheet | Plant General System | Air Cooled Condenser | ACC Cleaning Water Pump | ACC Cleaning Water Pump Data Sheet | Vendor | Source-Grounded | Approved Source-Grounded | 5665 ¦ 5667 | Fadhili ¦ Karabatan ¦ Turkistan ¦ R&N | T16182-XR00-P0MAG-123013 ¦ T14211-7341-04-ME-B16-006 ¦ T14211-7328-04-ME-B16-006 ¦ T16182-YF00-P0MAG-123032 ¦ CCP-W-B116-04-ME-H21-0001 ¦ T16182-XK00-P0MAG-123008 ¦ T16182-XK00-P0MAG-123009 ¦ T16182-DH02-P0MAG-123011 ¦ T16182-YT01-P0MAJ-123012 ¦ T14211-7341-ME-TDS-0001 ¦ T14211-7341-04-ME-B16-002 ¦ T14211-7341-04-ME-B16-003 ¦ T14211-7341-04-ME-B16-004 ¦ T14211-7341-04-ME-B16-005 ¦ T14211-7328-04-ME-B16-001 ¦ T14211-7328-04-ME-B16-002 ¦ T14211-7328-04-ME-B16-003 ¦ T14211-7328-04-ME-B16-004 ¦ T14211-7328-04-ME-B16-005 ¦ CCP-W-B116-04-ME-P10-0001 ¦ SAU4005-G104-MAG-&MDA-07345 ¦ SAU4005-G104-MAG-&EDA-07347 ¦ SAU4005-G104-MAG-&EDA-07386 ¦ SAU4005-G104-MAG-&MDA-07322 ¦ SAU4005-G104-MAG-&MDA-07325 ¦ SAU4005-G104-MAG-&EDA-07327 ¦ SAU4005-G104-MAG-&MDA-07329 ¦ SAU4005-G104-MAG-&MDA-07331 ¦ SAU4005-G104-MAG-&MDA-07333 ¦ SAU4005-G104-MAG-&EDA-07335 ¦ SAU4005-G104-MAG-&MDA-07337 ¦ SAU4005-G104-MAG-&EDA-07339 ¦ SAU4005-G104-MAG-&MDA-07341 ¦ SAU4005-G104-MAG-&EDA-07343 ¦ SAU4005-G104-MAG-&MDA-07352 ¦ SAU4005-G104-MAG-&MDA-07354 | ACC - ELECTRICAL LIFTING HOIST DATASHEET ¦ Air Cooled Condenser_Electrical Lifting Hoist Datasheet ¦ ACC - INSTRUMENT DATASHEET ¦ Air Cooled Condenser_Instrument Datasheet ¦ ACC - GEARBOX DATASHEET ¦ ACC - FAN MOTOR DATA SHEET ¦ ACC - SJAE DATASHEET ¦ ACC - CLEANING WATER PUMP DATASHEET ¦ Technical Datasheet for ACC ¦ Air Cooled Condenser_Fan Motor Data Sheet ¦ Air Cooled Condenser_Condensate Drain Pump Datasheet ¦ Air Cooled Condenser_Vacuum pump Datasheet ¦ Air Cooled Condenser_CLEANING WATER PUMP Data sheet ¦ Air Cooled Condenser_Condensate Collection Tank Datasheet ¦ Air Cooled Condenser_Valve Datasheet ¦ ACC(V) - Electrical Lifting Hoist Datasheet ¦ ACC(V) - Electrical Lifting Hoist Motor Datasheet ¦ ACC(V) - Instrument Datasheet ¦ ACC(V) - Datasheet ¦ ACC(V) - Fan Datasheet ¦ ACC(V) - Fan Motor Datasheet ¦ ACC(V) - Gearbox Datasheet ¦ ACC(V) - Steam Jet Air Ejector Datasheet ¦ ACC(V) - Vacuum Pump Datasheet ¦ ACC(V) - Vacuum Pump Motor Datasheet ¦ ACC(V) - Cleaning Water Pump Datasheet ¦ ACC(V) - Cleaning Water Pump Motor Datasheet ¦ ACC(V) - Drain Pump Datasheet ¦ ACC(V) - Drain Pump Motor Datasheet ¦ ACC(V) - Expansion Joint Datasheet ¦ ACC(V) - Rupture Disc Datasheet | Standardized from 'ACC - CLEANING WATER PUMP DATASHEET' and 'ACC(V) - Cleaning Water Pump Datasheet'.
9 | ACC Vendor Document List | ACC | Mechanical | Detail Drawing | Plant General System | Air Cooled Condenser | ACC Cleaning Water Pump | ACC Cleaning Water Pump Outline Drawing | Vendor | Source-Grounded | Approved Source-Grounded | 5666 ¦ 6692 | R&N ¦ Fadhili ¦ Karabatan ¦ Turkistan | SAU4005-G104-MAG-&MDA-07346 ¦ SAU4005-G104-MAG-&EDA-07390 ¦ SAU4005-G104-MAG-&MDA-07326 ¦ SAU4005-G104-MAG-&EDA-07328 ¦ SAU4005-G104-MAG-&MDA-07330 ¦ SAU4005-G104-MAG-&MDA-07332 ¦ SAU4005-G104-MAG-&MDA-07334 ¦ SAU4005-G104-MAG-&MDA-07338 ¦ SAU4005-G104-MAG-&MDA-07342 ¦ SAU4005-G104-MAG-&MDA-07349 ¦ SAU4005-G104-MAG-&MDA-07350 ¦ SAU4005-G104-MAG-&MDA-09404 ¦ SAU4005-G104-MAG-&MDA-07351 ¦ SAU4005-G104-MAG-&MDA-07353 ¦ SAU4005-G104-MAG-&MDA-07355 ¦ SAU4005-G104-MAG-&MDA-07356 ¦ CCP-W-B116-04-ME-H04-0001 ¦ T16182-XW01-P0MAG-123007 ¦ T16182-XH02-P0MAG-123015 ¦ T14211-7341-04-ME-B34-001 ¦ T14211-7341-04-ME-B34-002 ¦ T14211-7341-04-ME-B34-003 ¦ T14211-7341-04-ME-E27-001 ¦ T14211-7341-04-ME-B34-004 ¦ T14211-7341-04-ME-B34-005 ¦ T14211-7341-04-ME-B34-006 ¦ T14211-7328-04-ME-B34-001 ¦ T14211-7328-04-ME-B34-002 ¦ T14211-7328-04-ME-B34-003 ¦ T14211-7328-04-ME-E27-001 ¦ T14211-7328-04-ME-B34-004 ¦ T14211-7328-04-ME-B34-005 ¦ T14211-7328-04-ME-B34-006 ¦ CCP-W-B116-04-ME-B16-0008 | ACC(V) - Electrical Lifting Hoist Outline Drawing ¦ ACC(V) - Junction Box Outline Drawing ¦ ACC(V) - Fan Outline Drawing ¦ ACC(V) - Fan Motor Outline Drawing ¦ ACC(V) - Gearbox Outline Drawing ¦ ACC(V) - Steam Jet Air Ejector Outline Drawing ¦ ACC(V) - Vacuum Pump Outline Drawing ¦ ACC(V) - Cleaning Water Pump Outline Drawing ¦ ACC(V) - Drain Pump Outline Drawing ¦ ACC(V) - Condensate Collecting Tank Outline Drawing ¦ ACC(V) - Flash Tank Outline Drawing ¦ ACC(V) - Drain Tank Outline Drawing ¦ ACC(V) - Tube Bundle Outline Drawing ¦ ACC(V) - Expansion Joint Outline Drawing ¦ ACC(V) - Rupture Disc Outline Drawing ¦ ACC(V) - Vacuum Breaker Valve Outline Drawing ¦ Air Cooled Condenser_Instrument Installation Detail Drawing ¦ ACC - CONDENSATE COLLECTING TANK OUTLINE DRAWING ¦ ACC - MANUAL VALVE OUTLINE DRAWING ¦ Air Cooled Condenser_CONDENSATE COLLECTION TANK Outline Drawing ¦ Air Cooled Condenser_Gearbox Outline Drawing ¦ Air Cooled Condenser_Vacuum pump Outline Drawing ¦ Air Cooled Condenser_Fan Motor Outline Drawing ¦ Air Cooled Condenser_Fan Outline Drawing ¦ Air Cooled Condenser_CLEANING WATER PUMP Outline Drawing ¦ Air Cooled Condenser_Condensate Drain Pump Outline Drawing ¦ Air Cooled Condenser_Condensate Collecting Tank Outline Drawing | Directly supported by source title 'ACC(V) - Cleaning Water Pump Outline Drawing'. ¦ Standardized from 'Air Cooled Condenser_CLEANING WATER PUMP Outline Drawing'.
10 | ACC Vendor Document List | ACC | Mechanical | Technical Specification | Plant General System | Air Cooled Condenser | ACC Cleaning Water Pump | ACC Cleaning Water Pump Technical Specification | Vendor | Source-Grounded | Approved Source-Grounded | 17 | Fadhili ¦ R&N ¦ Turkistan | T16182-DE00-P0MAG-123020 ¦ CCP-W-B116-04-ME-B16-0009 ¦ T16182-VN02-P0MAG-123006 ¦ T16182-XS00-P0MAG-123010 ¦ T16182-VN02-P0MAG-123022 ¦ T16182-YT01-P0MAG-123036 ¦ SAU4005-G000-PA_-&MEC-00251 ¦ CCP-W-B116-04-ME-B16-0003 ¦ CCP-W-B116-04-ME-E24-0001 ¦ CCP-W-B116-04-ME-B16-0004 ¦ CCP-W-B116-04-ME-B16-0005 ¦ CCP-W-B116-04-ME-B16-0006 ¦ CCP-W-B116-04-ME-B16-0007 | ACC - STEEL STRUCTURE SPECIFICATION ¦ Air Cooled Condenser_Electrical Lifting Hoist Technical Specification ¦ ACC - FAN SPECIFICATION ¦ ACC - CONDENSATE DRAIN PUMP SPECIFICATION ¦ ACC - EMBEDDED MATERIAL SPECIFICATION ¦ ACC-MOTORISED VALVE SPECIFICATION ¦ Technical Specifications for Air Cooled Condenser ¦ Air Cooled Condenser_Fan Technical Specification ¦ Air Cooled Condenser_Fan Motor Technical Specification ¦ Air Cooled Condenser_Fan Gearbox Technical Specification ¦ Air Cooled Condenser_Vacuum Pump & Motor Technical Specification ¦ Air Cooled Condenser_Condensate Drain Pump & Motor Technical Specification ¦ Air Cooled Condenser_Cleaning Water Pump & Motor Technical Specification | Standardized from source title 'Air Cooled Condenser_Cleaning Water Pump & Motor Technical Specification' split to pump scope.
11 | ACC Vendor Document List | ACC | Mechanical | Detail Drawing | Plant General System | Air Cooled Condenser | ACC Condensate Collecting Tank | ACC Condensate Collecting Tank Outline Drawing | Vendor | Source-Grounded | Approved Source-Grounded | 5666 ¦ 6692 | R&N ¦ Fadhili ¦ Karabatan ¦ Turkistan | SAU4005-G104-MAG-&MDA-07346 ¦ SAU4005-G104-MAG-&EDA-07390 ¦ SAU4005-G104-MAG-&MDA-07326 ¦ SAU4005-G104-MAG-&EDA-07328 ¦ SAU4005-G104-MAG-&MDA-07330 ¦ SAU4005-G104-MAG-&MDA-07332 ¦ SAU4005-G104-MAG-&MDA-07334 ¦ SAU4005-G104-MAG-&MDA-07338 ¦ SAU4005-G104-MAG-&MDA-07342 ¦ SAU4005-G104-MAG-&MDA-07349 ¦ SAU4005-G104-MAG-&MDA-07350 ¦ SAU4005-G104-MAG-&MDA-09404 ¦ SAU4005-G104-MAG-&MDA-07351 ¦ SAU4005-G104-MAG-&MDA-07353 ¦ SAU4005-G104-MAG-&MDA-07355 ¦ SAU4005-G104-MAG-&MDA-07356 ¦ CCP-W-B116-04-ME-H04-0001 ¦ T16182-XW01-P0MAG-123007 ¦ T16182-XH02-P0MAG-123015 ¦ T14211-7341-04-ME-B34-001 ¦ T14211-7341-04-ME-B34-002 ¦ T14211-7341-04-ME-B34-003 ¦ T14211-7341-04-ME-E27-001 ¦ T14211-7341-04-ME-B34-004 ¦ T14211-7341-04-ME-B34-005 ¦ T14211-7341-04-ME-B34-006 ¦ T14211-7328-04-ME-B34-001 ¦ T14211-7328-04-ME-B34-002 ¦ T14211-7328-04-ME-B34-003 ¦ T14211-7328-04-ME-E27-001 ¦ T14211-7328-04-ME-B34-004 ¦ T14211-7328-04-ME-B34-005 ¦ T14211-7328-04-ME-B34-006 ¦ CCP-W-B116-04-ME-B16-0008 | ACC(V) - Electrical Lifting Hoist Outline Drawing ¦ ACC(V) - Junction Box Outline Drawing ¦ ACC(V) - Fan Outline Drawing ¦ ACC(V) - Fan Motor Outline Drawing ¦ ACC(V) - Gearbox Outline Drawing ¦ ACC(V) - Steam Jet Air Ejector Outline Drawing ¦ ACC(V) - Vacuum Pump Outline Drawing ¦ ACC(V) - Cleaning Water Pump Outline Drawing ¦ ACC(V) - Drain Pump Outline Drawing ¦ ACC(V) - Condensate Collecting Tank Outline Drawing ¦ ACC(V) - Flash Tank Outline Drawing ¦ ACC(V) - Drain Tank Outline Drawing ¦ ACC(V) - Tube Bundle Outline Drawing ¦ ACC(V) - Expansion Joint Outline Drawing ¦ ACC(V) - Rupture Disc Outline Drawing ¦ ACC(V) - Vacuum Breaker Valve Outline Drawing ¦ Air Cooled Condenser_Instrument Installation Detail Drawing ¦ ACC - CONDENSATE COLLECTING TANK OUTLINE DRAWING ¦ ACC - MANUAL VALVE OUTLINE DRAWING ¦ Air Cooled Condenser_CONDENSATE COLLECTION TANK Outline Drawing ¦ Air Cooled Condenser_Gearbox Outline Drawing ¦ Air Cooled Condenser_Vacuum pump Outline Drawing ¦ Air Cooled Condenser_Fan Motor Outline Drawing ¦ Air Cooled Condenser_Fan Outline Drawing ¦ Air Cooled Condenser_CLEANING WATER PUMP Outline Drawing ¦ Air Cooled Condenser_Condensate Drain Pump Outline Drawing ¦ Air Cooled Condenser_Condensate Collecting Tank Outline Drawing | Directly supported by source title 'ACC(V) - Condensate Collecting Tank Outline Drawing'. ¦ Standardized from multiple outline drawing variants for condensate collecting/collection tank under ACC.
12 | ACC Vendor Document List | ACC | Mechanical | Technical Data Sheet | Plant General System | Air Cooled Condenser | ACC Drain Pump | ACC Drain Pump Data Sheet | Vendor | Source-Grounded | Approved Source-Grounded | 5667 | R&N | SAU4005-G104-MAG-&MDA-07345 ¦ SAU4005-G104-MAG-&EDA-07347 ¦ SAU4005-G104-MAG-&EDA-07386 ¦ SAU4005-G104-MAG-&MDA-07322 ¦ SAU4005-G104-MAG-&MDA-07325 ¦ SAU4005-G104-MAG-&EDA-07327 ¦ SAU4005-G104-MAG-&MDA-07329 ¦ SAU4005-G104-MAG-&MDA-07331 ¦ SAU4005-G104-MAG-&MDA-07333 ¦ SAU4005-G104-MAG-&EDA-07335 ¦ SAU4005-G104-MAG-&MDA-07337 ¦ SAU4005-G104-MAG-&EDA-07339 ¦ SAU4005-G104-MAG-&MDA-07341 ¦ SAU4005-G104-MAG-&EDA-07343 ¦ SAU4005-G104-MAG-&MDA-07352 ¦ SAU4005-G104-MAG-&MDA-07354 | ACC(V) - Electrical Lifting Hoist Datasheet ¦ ACC(V) - Electrical Lifting Hoist Motor Datasheet ¦ ACC(V) - Instrument Datasheet ¦ ACC(V) - Datasheet ¦ ACC(V) - Fan Datasheet ¦ ACC(V) - Fan Motor Datasheet ¦ ACC(V) - Gearbox Datasheet ¦ ACC(V) - Steam Jet Air Ejector Datasheet ¦ ACC(V) - Vacuum Pump Datasheet ¦ ACC(V) - Vacuum Pump Motor Datasheet ¦ ACC(V) - Cleaning Water Pump Datasheet ¦ ACC(V) - Cleaning Water Pump Motor Datasheet ¦ ACC(V) - Drain Pump Datasheet ¦ ACC(V) - Drain Pump Motor Datasheet ¦ ACC(V) - Expansion Joint Datasheet ¦ ACC(V) - Rupture Disc Datasheet | Directly supported by source title 'ACC(V) - Drain Pump Datasheet'.
13 | ACC Vendor Document List | ACC | Mechanical | Detail Drawing | Plant General System | Air Cooled Condenser | ACC Drain Pump | ACC Drain Pump Outline Drawing | Vendor | Source-Grounded | Approved Source-Grounded | 5666 | R&N | SAU4005-G104-MAG-&MDA-07346 ¦ SAU4005-G104-MAG-&EDA-07390 ¦ SAU4005-G104-MAG-&MDA-07326 ¦ SAU4005-G104-MAG-&EDA-07328 ¦ SAU4005-G104-MAG-&MDA-07330 ¦ SAU4005-G104-MAG-&MDA-07332 ¦ SAU4005-G104-MAG-&MDA-07334 ¦ SAU4005-G104-MAG-&MDA-07338 ¦ SAU4005-G104-MAG-&MDA-07342 ¦ SAU4005-G104-MAG-&MDA-07349 ¦ SAU4005-G104-MAG-&MDA-07350 ¦ SAU4005-G104-MAG-&MDA-09404 ¦ SAU4005-G104-MAG-&MDA-07351 ¦ SAU4005-G104-MAG-&MDA-07353 ¦ SAU4005-G104-MAG-&MDA-07355 ¦ SAU4005-G104-MAG-&MDA-07356 | ACC(V) - Electrical Lifting Hoist Outline Drawing ¦ ACC(V) - Junction Box Outline Drawing ¦ ACC(V) - Fan Outline Drawing ¦ ACC(V) - Fan Motor Outline Drawing ¦ ACC(V) - Gearbox Outline Drawing ¦ ACC(V) - Steam Jet Air Ejector Outline Drawing ¦ ACC(V) - Vacuum Pump Outline Drawing ¦ ACC(V) - Cleaning Water Pump Outline Drawing ¦ ACC(V) - Drain Pump Outline Drawing ¦ ACC(V) - Condensate Collecting Tank Outline Drawing ¦ ACC(V) - Flash Tank Outline Drawing ¦ ACC(V) - Drain Tank Outline Drawing ¦ ACC(V) - Tube Bundle Outline Drawing ¦ ACC(V) - Expansion Joint Outline Drawing ¦ ACC(V) - Rupture Disc Outline Drawing ¦ ACC(V) - Vacuum Breaker Valve Outline Drawing | Directly supported by source title 'ACC(V) - Drain Pump Outline Drawing'.
14 | ACC Vendor Document List | ACC | Mechanical | Detail Drawing | Plant General System | Air Cooled Condenser | ACC Drain Tank | ACC Drain Tank Outline Drawing | Vendor | Source-Grounded | Approved Source-Grounded | 5666 | R&N | SAU4005-G104-MAG-&MDA-07346 ¦ SAU4005-G104-MAG-&EDA-07390 ¦ SAU4005-G104-MAG-&MDA-07326 ¦ SAU4005-G104-MAG-&EDA-07328 ¦ SAU4005-G104-MAG-&MDA-07330 ¦ SAU4005-G104-MAG-&MDA-07332 ¦ SAU4005-G104-MAG-&MDA-07334 ¦ SAU4005-G104-MAG-&MDA-07338 ¦ SAU4005-G104-MAG-&MDA-07342 ¦ SAU4005-G104-MAG-&MDA-07349 ¦ SAU4005-G104-MAG-&MDA-07350 ¦ SAU4005-G104-MAG-&MDA-09404 ¦ SAU4005-G104-MAG-&MDA-07351 ¦ SAU4005-G104-MAG-&MDA-07353 ¦ SAU4005-G104-MAG-&MDA-07355 ¦ SAU4005-G104-MAG-&MDA-07356 | ACC(V) - Electrical Lifting Hoist Outline Drawing ¦ ACC(V) - Junction Box Outline Drawing ¦ ACC(V) - Fan Outline Drawing ¦ ACC(V) - Fan Motor Outline Drawing ¦ ACC(V) - Gearbox Outline Drawing ¦ ACC(V) - Steam Jet Air Ejector Outline Drawing ¦ ACC(V) - Vacuum Pump Outline Drawing ¦ ACC(V) - Cleaning Water Pump Outline Drawing ¦ ACC(V) - Drain Pump Outline Drawing ¦ ACC(V) - Condensate Collecting Tank Outline Drawing ¦ ACC(V) - Flash Tank Outline Drawing ¦ ACC(V) - Drain Tank Outline Drawing ¦ ACC(V) - Tube Bundle Outline Drawing ¦ ACC(V) - Expansion Joint Outline Drawing ¦ ACC(V) - Rupture Disc Outline Drawing ¦ ACC(V) - Vacuum Breaker Valve Outline Drawing | Directly supported by source title 'ACC(V) - Drain Tank Outline Drawing'.
15 | ACC Vendor Document List | ACC | Mechanical | Technical Specification | Plant General System | Air Cooled Condenser | ACC Embedded Materials | ACC Embedded Material Technical Specification | Vendor | Source-Grounded | Approved Source-Grounded | 17 | Fadhili ¦ R&N ¦ Turkistan | T16182-DE00-P0MAG-123020 ¦ CCP-W-B116-04-ME-B16-0009 ¦ T16182-VN02-P0MAG-123006 ¦ T16182-XS00-P0MAG-123010 ¦ T16182-VN02-P0MAG-123022 ¦ T16182-YT01-P0MAG-123036 ¦ SAU4005-G000-PA_-&MEC-00251 ¦ CCP-W-B116-04-ME-B16-0003 ¦ CCP-W-B116-04-ME-E24-0001 ¦ CCP-W-B116-04-ME-B16-0004 ¦ CCP-W-B116-04-ME-B16-0005 ¦ CCP-W-B116-04-ME-B16-0006 ¦ CCP-W-B116-04-ME-B16-0007 | ACC - STEEL STRUCTURE SPECIFICATION ¦ Air Cooled Condenser_Electrical Lifting Hoist Technical Specification ¦ ACC - FAN SPECIFICATION ¦ ACC - CONDENSATE DRAIN PUMP SPECIFICATION ¦ ACC - EMBEDDED MATERIAL SPECIFICATION ¦ ACC-MOTORISED VALVE SPECIFICATION ¦ Technical Specifications for Air Cooled Condenser ¦ Air Cooled Condenser_Fan Technical Specification ¦ Air Cooled Condenser_Fan Motor Technical Specification ¦ Air Cooled Condenser_Fan Gearbox Technical Specification ¦ Air Cooled Condenser_Vacuum Pump & Motor Technical Specification ¦ Air Cooled Condenser_Condensate Drain Pump & Motor Technical Specification ¦ Air Cooled Condenser_Cleaning Water Pump & Motor Technical Specification | Standardized from source title 'ACC - EMBEDDED MATERIAL SPECIFICATION'.
16 | ACC Vendor Document List | ACC | Mechanical | Drawing | Plant General System | Air Cooled Condenser | ACC Erection | ACC Erection Drawing | Vendor | Source-Grounded | Approved Source-Grounded | 6707 | Fadhili | T16182-YV02-P0MAG-123033 ¦ T16182-VN01-P0MAG-123045 ¦ T16182-VN01-P0MAG-123046 ¦ T16182-XA00-P0MAG-123048 ¦ T16182-XA00-P0MAG-123049 ¦ T16182-VN01-P0MAG-123050 | ACC - INSTRUMENT DRAWING ¦ ACC ERECTION DRAWING ¦ ACC REFERENCE DRAWING ¦ ACC - HOLDING EJECTOR DRAWING ¦ ACC - HOGGING EJECTOR DRAWING ¦ ACC - WINDWALL DRAWING | Split from vendor package drawing bundle based on explicit source title 'ACC ERECTION DRAWING'.
17 | ACC Vendor Document List | ACC | Mechanical | Manual | Plant General System | Air Cooled Condenser | ACC Erection | ACC Erection Manual | Vendor | Source-Grounded | Approved Source-Grounded | 2031 | Fadhili ¦ Karabatan | T16182-VN01-P0MAG-123047 ¦ T14211-7341-04-ME-B27-001 ¦ T16182-YT01-P0MAG-123014 | ACC ERECTION MANUAL ¦ OPERATION & MAINTENANCE Manual for Air Cooled Condenser ¦ ACC - MANUAL VALVE LIST | Split manual types; retained erection manual as distinct from O&M manual.
18 | ACC Vendor Document List | ACC | Mechanical | Technical Data Sheet | Plant General System | Air Cooled Condenser | ACC Expansion Joint | ACC Expansion Joint Data Sheet | Vendor | Source-Grounded | Approved Source-Grounded | 5667 | R&N | SAU4005-G104-MAG-&MDA-07345 ¦ SAU4005-G104-MAG-&EDA-07347 ¦ SAU4005-G104-MAG-&EDA-07386 ¦ SAU4005-G104-MAG-&MDA-07322 ¦ SAU4005-G104-MAG-&MDA-07325 ¦ SAU4005-G104-MAG-&EDA-07327 ¦ SAU4005-G104-MAG-&MDA-07329 ¦ SAU4005-G104-MAG-&MDA-07331 ¦ SAU4005-G104-MAG-&MDA-07333 ¦ SAU4005-G104-MAG-&EDA-07335 ¦ SAU4005-G104-MAG-&MDA-07337 ¦ SAU4005-G104-MAG-&EDA-07339 ¦ SAU4005-G104-MAG-&MDA-07341 ¦ SAU4005-G104-MAG-&EDA-07343 ¦ SAU4005-G104-MAG-&MDA-07352 ¦ SAU4005-G104-MAG-&MDA-07354 | ACC(V) - Electrical Lifting Hoist Datasheet ¦ ACC(V) - Electrical Lifting Hoist Motor Datasheet ¦ ACC(V) - Instrument Datasheet ¦ ACC(V) - Datasheet ¦ ACC(V) - Fan Datasheet ¦ ACC(V) - Fan Motor Datasheet ¦ ACC(V) - Gearbox Datasheet ¦ ACC(V) - Steam Jet Air Ejector Datasheet ¦ ACC(V) - Vacuum Pump Datasheet ¦ ACC(V) - Vacuum Pump Motor Datasheet ¦ ACC(V) - Cleaning Water Pump Datasheet ¦ ACC(V) - Cleaning Water Pump Motor Datasheet ¦ ACC(V) - Drain Pump Datasheet ¦ ACC(V) - Drain Pump Motor Datasheet ¦ ACC(V) - Expansion Joint Datasheet ¦ ACC(V) - Rupture Disc Datasheet | Directly supported by source title 'ACC(V) - Expansion Joint Datasheet'.
19 | ACC Vendor Document List | ACC | Mechanical | Detail Drawing | Plant General System | Air Cooled Condenser | ACC Expansion Joint | ACC Expansion Joint Outline Drawing | Vendor | Source-Grounded | Approved Source-Grounded | 5666 | R&N | SAU4005-G104-MAG-&MDA-07346 ¦ SAU4005-G104-MAG-&EDA-07390 ¦ SAU4005-G104-MAG-&MDA-07326 ¦ SAU4005-G104-MAG-&EDA-07328 ¦ SAU4005-G104-MAG-&MDA-07330 ¦ SAU4005-G104-MAG-&MDA-07332 ¦ SAU4005-G104-MAG-&MDA-07334 ¦ SAU4005-G104-MAG-&MDA-07338 ¦ SAU4005-G104-MAG-&MDA-07342 ¦ SAU4005-G104-MAG-&MDA-07349 ¦ SAU4005-G104-MAG-&MDA-07350 ¦ SAU4005-G104-MAG-&MDA-09404 ¦ SAU4005-G104-MAG-&MDA-07351 ¦ SAU4005-G104-MAG-&MDA-07353 ¦ SAU4005-G104-MAG-&MDA-07355 ¦ SAU4005-G104-MAG-&MDA-07356 | ACC(V) - Electrical Lifting Hoist Outline Drawing ¦ ACC(V) - Junction Box Outline Drawing ¦ ACC(V) - Fan Outline Drawing ¦ ACC(V) - Fan Motor Outline Drawing ¦ ACC(V) - Gearbox Outline Drawing ¦ ACC(V) - Steam Jet Air Ejector Outline Drawing ¦ ACC(V) - Vacuum Pump Outline Drawing ¦ ACC(V) - Cleaning Water Pump Outline Drawing ¦ ACC(V) - Drain Pump Outline Drawing ¦ ACC(V) - Condensate Collecting Tank Outline Drawing ¦ ACC(V) - Flash Tank Outline Drawing ¦ ACC(V) - Drain Tank Outline Drawing ¦ ACC(V) - Tube Bundle Outline Drawing ¦ ACC(V) - Expansion Joint Outline Drawing ¦ ACC(V) - Rupture Disc Outline Drawing ¦ ACC(V) - Vacuum Breaker Valve Outline Drawing | Directly supported by source title 'ACC(V) - Expansion Joint Outline Drawing'.
20 | ACC Vendor Document List | ACC | Mechanical | Technical Data Sheet | Plant General System | Air Cooled Condenser | ACC Fan | ACC Fan Data Sheet | Vendor | Source-Grounded | Approved Source-Grounded | 5667 | R&N | SAU4005-G104-MAG-&MDA-07345 ¦ SAU4005-G104-MAG-&EDA-07347 ¦ SAU4005-G104-MAG-&EDA-07386 ¦ SAU4005-G104-MAG-&MDA-07322 ¦ SAU4005-G104-MAG-&MDA-07325 ¦ SAU4005-G104-MAG-&EDA-07327 ¦ SAU4005-G104-MAG-&MDA-07329 ¦ SAU4005-G104-MAG-&MDA-07331 ¦ SAU4005-G104-MAG-&MDA-07333 ¦ SAU4005-G104-MAG-&EDA-07335 ¦ SAU4005-G104-MAG-&MDA-07337 ¦ SAU4005-G104-MAG-&EDA-07339 ¦ SAU4005-G104-MAG-&MDA-07341 ¦ SAU4005-G104-MAG-&EDA-07343 ¦ SAU4005-G104-MAG-&MDA-07352 ¦ SAU4005-G104-MAG-&MDA-07354 | ACC(V) - Electrical Lifting Hoist Datasheet ¦ ACC(V) - Electrical Lifting Hoist Motor Datasheet ¦ ACC(V) - Instrument Datasheet ¦ ACC(V) - Datasheet ¦ ACC(V) - Fan Datasheet ¦ ACC(V) - Fan Motor Datasheet ¦ ACC(V) - Gearbox Datasheet ¦ ACC(V) - Steam Jet Air Ejector Datasheet ¦ ACC(V) - Vacuum Pump Datasheet ¦ ACC(V) - Vacuum Pump Motor Datasheet ¦ ACC(V) - Cleaning Water Pump Datasheet ¦ ACC(V) - Cleaning Water Pump Motor Datasheet ¦ ACC(V) - Drain Pump Datasheet ¦ ACC(V) - Drain Pump Motor Datasheet ¦ ACC(V) - Expansion Joint Datasheet ¦ ACC(V) - Rupture Disc Datasheet | Directly supported by source title 'ACC(V) - Fan Datasheet'.
21 | ACC Vendor Document List | ACC | Mechanical | Detail Drawing | Plant General System | Air Cooled Condenser | ACC Fan | ACC Fan Outline Drawing | Vendor | Source-Grounded | Approved Source-Grounded | 5666 ¦ 6692 | R&N ¦ Fadhili ¦ Karabatan ¦ Turkistan | SAU4005-G104-MAG-&MDA-07346 ¦ SAU4005-G104-MAG-&EDA-07390 ¦ SAU4005-G104-MAG-&MDA-07326 ¦ SAU4005-G104-MAG-&EDA-07328 ¦ SAU4005-G104-MAG-&MDA-07330 ¦ SAU4005-G104-MAG-&MDA-07332 ¦ SAU4005-G104-MAG-&MDA-07334 ¦ SAU4005-G104-MAG-&MDA-07338 ¦ SAU4005-G104-MAG-&MDA-07342 ¦ SAU4005-G104-MAG-&MDA-07349 ¦ SAU4005-G104-MAG-&MDA-07350 ¦ SAU4005-G104-MAG-&MDA-09404 ¦ SAU4005-G104-MAG-&MDA-07351 ¦ SAU4005-G104-MAG-&MDA-07353 ¦ SAU4005-G104-MAG-&MDA-07355 ¦ SAU4005-G104-MAG-&MDA-07356 ¦ CCP-W-B116-04-ME-H04-0001 ¦ T16182-XW01-P0MAG-123007 ¦ T16182-XH02-P0MAG-123015 ¦ T14211-7341-04-ME-B34-001 ¦ T14211-7341-04-ME-B34-002 ¦ T14211-7341-04-ME-B34-003 ¦ T14211-7341-04-ME-E27-001 ¦ T14211-7341-04-ME-B34-004 ¦ T14211-7341-04-ME-B34-005 ¦ T14211-7341-04-ME-B34-006 ¦ T14211-7328-04-ME-B34-001 ¦ T14211-7328-04-ME-B34-002 ¦ T14211-7328-04-ME-B34-003 ¦ T14211-7328-04-ME-E27-001 ¦ T14211-7328-04-ME-B34-004 ¦ T14211-7328-04-ME-B34-005 ¦ T14211-7328-04-ME-B34-006 ¦ CCP-W-B116-04-ME-B16-0008 | ACC(V) - Electrical Lifting Hoist Outline Drawing ¦ ACC(V) - Junction Box Outline Drawing ¦ ACC(V) - Fan Outline Drawing ¦ ACC(V) - Fan Motor Outline Drawing ¦ ACC(V) - Gearbox Outline Drawing ¦ ACC(V) - Steam Jet Air Ejector Outline Drawing ¦ ACC(V) - Vacuum Pump Outline Drawing ¦ ACC(V) - Cleaning Water Pump Outline Drawing ¦ ACC(V) - Drain Pump Outline Drawing ¦ ACC(V) - Condensate Collecting Tank Outline Drawing ¦ ACC(V) - Flash Tank Outline Drawing ¦ ACC(V) - Drain Tank Outline Drawing ¦ ACC(V) - Tube Bundle Outline Drawing ¦ ACC(V) - Expansion Joint Outline Drawing ¦ ACC(V) - Rupture Disc Outline Drawing ¦ ACC(V) - Vacuum Breaker Valve Outline Drawing ¦ Air Cooled Condenser_Instrument Installation Detail Drawing ¦ ACC - CONDENSATE COLLECTING TANK OUTLINE DRAWING ¦ ACC - MANUAL VALVE OUTLINE DRAWING ¦ Air Cooled Condenser_CONDENSATE COLLECTION TANK Outline Drawing ¦ Air Cooled Condenser_Gearbox Outline Drawing ¦ Air Cooled Condenser_Vacuum pump Outline Drawing ¦ Air Cooled Condenser_Fan Motor Outline Drawing ¦ Air Cooled Condenser_Fan Outline Drawing ¦ Air Cooled Condenser_CLEANING WATER PUMP Outline Drawing ¦ Air Cooled Condenser_Condensate Drain Pump Outline Drawing ¦ Air Cooled Condenser_Condensate Collecting Tank Outline Drawing | Directly supported by source title 'ACC(V) - Fan Outline Drawing'. ¦ Standardized from 'Air Cooled Condenser_Fan Outline Drawing'.
22 | ACC Vendor Document List | ACC | Mechanical | Technical Specification | Plant General System | Air Cooled Condenser | ACC Fan | ACC Fan Technical Specification | Vendor | Source-Grounded | Approved Source-Grounded | 17 | Fadhili ¦ R&N ¦ Turkistan | T16182-DE00-P0MAG-123020 ¦ CCP-W-B116-04-ME-B16-0009 ¦ T16182-VN02-P0MAG-123006 ¦ T16182-XS00-P0MAG-123010 ¦ T16182-VN02-P0MAG-123022 ¦ T16182-YT01-P0MAG-123036 ¦ SAU4005-G000-PA_-&MEC-00251 ¦ CCP-W-B116-04-ME-B16-0003 ¦ CCP-W-B116-04-ME-E24-0001 ¦ CCP-W-B116-04-ME-B16-0004 ¦ CCP-W-B116-04-ME-B16-0005 ¦ CCP-W-B116-04-ME-B16-0006 ¦ CCP-W-B116-04-ME-B16-0007 | ACC - STEEL STRUCTURE SPECIFICATION ¦ Air Cooled Condenser_Electrical Lifting Hoist Technical Specification ¦ ACC - FAN SPECIFICATION ¦ ACC - CONDENSATE DRAIN PUMP SPECIFICATION ¦ ACC - EMBEDDED MATERIAL SPECIFICATION ¦ ACC-MOTORISED VALVE SPECIFICATION ¦ Technical Specifications for Air Cooled Condenser ¦ Air Cooled Condenser_Fan Technical Specification ¦ Air Cooled Condenser_Fan Motor Technical Specification ¦ Air Cooled Condenser_Fan Gearbox Technical Specification ¦ Air Cooled Condenser_Vacuum Pump & Motor Technical Specification ¦ Air Cooled Condenser_Condensate Drain Pump & Motor Technical Specification ¦ Air Cooled Condenser_Cleaning Water Pump & Motor Technical Specification | Separated fan scope from mixed technical specification bundle in source titles.
23 | ACC Vendor Document List | ACC | Mechanical | Technical Specification | Plant General System | Air Cooled Condenser | ACC Fan Gearbox | ACC Fan Gearbox Technical Specification | Vendor | Source-Grounded | Approved Source-Grounded | 17 | Fadhili ¦ R&N ¦ Turkistan | T16182-DE00-P0MAG-123020 ¦ CCP-W-B116-04-ME-B16-0009 ¦ T16182-VN02-P0MAG-123006 ¦ T16182-XS00-P0MAG-123010 ¦ T16182-VN02-P0MAG-123022 ¦ T16182-YT01-P0MAG-123036 ¦ SAU4005-G000-PA_-&MEC-00251 ¦ CCP-W-B116-04-ME-B16-0003 ¦ CCP-W-B116-04-ME-E24-0001 ¦ CCP-W-B116-04-ME-B16-0004 ¦ CCP-W-B116-04-ME-B16-0005 ¦ CCP-W-B116-04-ME-B16-0006 ¦ CCP-W-B116-04-ME-B16-0007 | ACC - STEEL STRUCTURE SPECIFICATION ¦ Air Cooled Condenser_Electrical Lifting Hoist Technical Specification ¦ ACC - FAN SPECIFICATION ¦ ACC - CONDENSATE DRAIN PUMP SPECIFICATION ¦ ACC - EMBEDDED MATERIAL SPECIFICATION ¦ ACC-MOTORISED VALVE SPECIFICATION ¦ Technical Specifications for Air Cooled Condenser ¦ Air Cooled Condenser_Fan Technical Specification ¦ Air Cooled Condenser_Fan Motor Technical Specification ¦ Air Cooled Condenser_Fan Gearbox Technical Specification ¦ Air Cooled Condenser_Vacuum Pump & Motor Technical Specification ¦ Air Cooled Condenser_Condensate Drain Pump & Motor Technical Specification ¦ Air Cooled Condenser_Cleaning Water Pump & Motor Technical Specification | Standardized from source title 'Air Cooled Condenser_Fan Gearbox Technical Specification'.
24 | ACC Vendor Document List | ACC | Mechanical | Technical Data Sheet | Plant General System | Air Cooled Condenser | ACC Fan Gearbox | ACC Gearbox Data Sheet | Vendor | Source-Grounded | Approved Source-Grounded | 5665 ¦ 5667 | Fadhili ¦ Karabatan ¦ Turkistan ¦ R&N | T16182-XR00-P0MAG-123013 ¦ T14211-7341-04-ME-B16-006 ¦ T14211-7328-04-ME-B16-006 ¦ T16182-YF00-P0MAG-123032 ¦ CCP-W-B116-04-ME-H21-0001 ¦ T16182-XK00-P0MAG-123008 ¦ T16182-XK00-P0MAG-123009 ¦ T16182-DH02-P0MAG-123011 ¦ T16182-YT01-P0MAJ-123012 ¦ T14211-7341-ME-TDS-0001 ¦ T14211-7341-04-ME-B16-002 ¦ T14211-7341-04-ME-B16-003 ¦ T14211-7341-04-ME-B16-004 ¦ T14211-7341-04-ME-B16-005 ¦ T14211-7328-04-ME-B16-001 ¦ T14211-7328-04-ME-B16-002 ¦ T14211-7328-04-ME-B16-003 ¦ T14211-7328-04-ME-B16-004 ¦ T14211-7328-04-ME-B16-005 ¦ CCP-W-B116-04-ME-P10-0001 ¦ SAU4005-G104-MAG-&MDA-07345 ¦ SAU4005-G104-MAG-&EDA-07347 ¦ SAU4005-G104-MAG-&EDA-07386 ¦ SAU4005-G104-MAG-&MDA-07322 ¦ SAU4005-G104-MAG-&MDA-07325 ¦ SAU4005-G104-MAG-&EDA-07327 ¦ SAU4005-G104-MAG-&MDA-07329 ¦ SAU4005-G104-MAG-&MDA-07331 ¦ SAU4005-G104-MAG-&MDA-07333 ¦ SAU4005-G104-MAG-&EDA-07335 ¦ SAU4005-G104-MAG-&MDA-07337 ¦ SAU4005-G104-MAG-&EDA-07339 ¦ SAU4005-G104-MAG-&MDA-07341 ¦ SAU4005-G104-MAG-&EDA-07343 ¦ SAU4005-G104-MAG-&MDA-07352 ¦ SAU4005-G104-MAG-&MDA-07354 | ACC - ELECTRICAL LIFTING HOIST DATASHEET ¦ Air Cooled Condenser_Electrical Lifting Hoist Datasheet ¦ ACC - INSTRUMENT DATASHEET ¦ Air Cooled Condenser_Instrument Datasheet ¦ ACC - GEARBOX DATASHEET ¦ ACC - FAN MOTOR DATA SHEET ¦ ACC - SJAE DATASHEET ¦ ACC - CLEANING WATER PUMP DATASHEET ¦ Technical Datasheet for ACC ¦ Air Cooled Condenser_Fan Motor Data Sheet ¦ Air Cooled Condenser_Condensate Drain Pump Datasheet ¦ Air Cooled Condenser_Vacuum pump Datasheet ¦ Air Cooled Condenser_CLEANING WATER PUMP Data sheet ¦ Air Cooled Condenser_Condensate Collection Tank Datasheet ¦ Air Cooled Condenser_Valve Datasheet ¦ ACC(V) - Electrical Lifting Hoist Datasheet ¦ ACC(V) - Electrical Lifting Hoist Motor Datasheet ¦ ACC(V) - Instrument Datasheet ¦ ACC(V) - Datasheet ¦ ACC(V) - Fan Datasheet ¦ ACC(V) - Fan Motor Datasheet ¦ ACC(V) - Gearbox Datasheet ¦ ACC(V) - Steam Jet Air Ejector Datasheet ¦ ACC(V) - Vacuum Pump Datasheet ¦ ACC(V) - Vacuum Pump Motor Datasheet ¦ ACC(V) - Cleaning Water Pump Datasheet ¦ ACC(V) - Cleaning Water Pump Motor Datasheet ¦ ACC(V) - Drain Pump Datasheet ¦ ACC(V) - Drain Pump Motor Datasheet ¦ ACC(V) - Expansion Joint Datasheet ¦ ACC(V) - Rupture Disc Datasheet | Standardized from source title 'ACC - GEARBOX DATASHEET' and 'ACC(V) - Gearbox Datasheet'.
25 | ACC Vendor Document List | ACC | Mechanical | Detail Drawing | Plant General System | Air Cooled Condenser | ACC Fan Gearbox | ACC Gearbox Outline Drawing | Vendor | Source-Grounded | Approved Source-Grounded | 5666 ¦ 6692 | R&N ¦ Fadhili ¦ Karabatan ¦ Turkistan | SAU4005-G104-MAG-&MDA-07346 ¦ SAU4005-G104-MAG-&EDA-07390 ¦ SAU4005-G104-MAG-&MDA-07326 ¦ SAU4005-G104-MAG-&EDA-07328 ¦ SAU4005-G104-MAG-&MDA-07330 ¦ SAU4005-G104-MAG-&MDA-07332 ¦ SAU4005-G104-MAG-&MDA-07334 ¦ SAU4005-G104-MAG-&MDA-07338 ¦ SAU4005-G104-MAG-&MDA-07342 ¦ SAU4005-G104-MAG-&MDA-07349 ¦ SAU4005-G104-MAG-&MDA-07350 ¦ SAU4005-G104-MAG-&MDA-09404 ¦ SAU4005-G104-MAG-&MDA-07351 ¦ SAU4005-G104-MAG-&MDA-07353 ¦ SAU4005-G104-MAG-&MDA-07355 ¦ SAU4005-G104-MAG-&MDA-07356 ¦ CCP-W-B116-04-ME-H04-0001 ¦ T16182-XW01-P0MAG-123007 ¦ T16182-XH02-P0MAG-123015 ¦ T14211-7341-04-ME-B34-001 ¦ T14211-7341-04-ME-B34-002 ¦ T14211-7341-04-ME-B34-003 ¦ T14211-7341-04-ME-E27-001 ¦ T14211-7341-04-ME-B34-004 ¦ T14211-7341-04-ME-B34-005 ¦ T14211-7341-04-ME-B34-006 ¦ T14211-7328-04-ME-B34-001 ¦ T14211-7328-04-ME-B34-002 ¦ T14211-7328-04-ME-B34-003 ¦ T14211-7328-04-ME-E27-001 ¦ T14211-7328-04-ME-B34-004 ¦ T14211-7328-04-ME-B34-005 ¦ T14211-7328-04-ME-B34-006 ¦ CCP-W-B116-04-ME-B16-0008 | ACC(V) - Electrical Lifting Hoist Outline Drawing ¦ ACC(V) - Junction Box Outline Drawing ¦ ACC(V) - Fan Outline Drawing ¦ ACC(V) - Fan Motor Outline Drawing ¦ ACC(V) - Gearbox Outline Drawing ¦ ACC(V) - Steam Jet Air Ejector Outline Drawing ¦ ACC(V) - Vacuum Pump Outline Drawing ¦ ACC(V) - Cleaning Water Pump Outline Drawing ¦ ACC(V) - Drain Pump Outline Drawing ¦ ACC(V) - Condensate Collecting Tank Outline Drawing ¦ ACC(V) - Flash Tank Outline Drawing ¦ ACC(V) - Drain Tank Outline Drawing ¦ ACC(V) - Tube Bundle Outline Drawing ¦ ACC(V) - Expansion Joint Outline Drawing ¦ ACC(V) - Rupture Disc Outline Drawing ¦ ACC(V) - Vacuum Breaker Valve Outline Drawing ¦ Air Cooled Condenser_Instrument Installation Detail Drawing ¦ ACC - CONDENSATE COLLECTING TANK OUTLINE DRAWING ¦ ACC - MANUAL VALVE OUTLINE DRAWING ¦ Air Cooled Condenser_CONDENSATE COLLECTION TANK Outline Drawing ¦ Air Cooled Condenser_Gearbox Outline Drawing ¦ Air Cooled Condenser_Vacuum pump Outline Drawing ¦ Air Cooled Condenser_Fan Motor Outline Drawing ¦ Air Cooled Condenser_Fan Outline Drawing ¦ Air Cooled Condenser_CLEANING WATER PUMP Outline Drawing ¦ Air Cooled Condenser_Condensate Drain Pump Outline Drawing ¦ Air Cooled Condenser_Condensate Collecting Tank Outline Drawing | Directly supported by source title 'ACC(V) - Gearbox Outline Drawing'. ¦ Standardized from 'Air Cooled Condenser_Gearbox Outline Drawing'.
26 | ACC Vendor Document List | ACC | Mechanical | Detail Drawing | Plant General System | Air Cooled Condenser | ACC Flash Tank | ACC Flash Tank Outline Drawing | Vendor | Source-Grounded | Approved Source-Grounded | 5666 | R&N | SAU4005-G104-MAG-&MDA-07346 ¦ SAU4005-G104-MAG-&EDA-07390 ¦ SAU4005-G104-MAG-&MDA-07326 ¦ SAU4005-G104-MAG-&EDA-07328 ¦ SAU4005-G104-MAG-&MDA-07330 ¦ SAU4005-G104-MAG-&MDA-07332 ¦ SAU4005-G104-MAG-&MDA-07334 ¦ SAU4005-G104-MAG-&MDA-07338 ¦ SAU4005-G104-MAG-&MDA-07342 ¦ SAU4005-G104-MAG-&MDA-07349 ¦ SAU4005-G104-MAG-&MDA-07350 ¦ SAU4005-G104-MAG-&MDA-09404 ¦ SAU4005-G104-MAG-&MDA-07351 ¦ SAU4005-G104-MAG-&MDA-07353 ¦ SAU4005-G104-MAG-&MDA-07355 ¦ SAU4005-G104-MAG-&MDA-07356 | ACC(V) - Electrical Lifting Hoist Outline Drawing ¦ ACC(V) - Junction Box Outline Drawing ¦ ACC(V) - Fan Outline Drawing ¦ ACC(V) - Fan Motor Outline Drawing ¦ ACC(V) - Gearbox Outline Drawing ¦ ACC(V) - Steam Jet Air Ejector Outline Drawing ¦ ACC(V) - Vacuum Pump Outline Drawing ¦ ACC(V) - Cleaning Water Pump Outline Drawing ¦ ACC(V) - Drain Pump Outline Drawing ¦ ACC(V) - Condensate Collecting Tank Outline Drawing ¦ ACC(V) - Flash Tank Outline Drawing ¦ ACC(V) - Drain Tank Outline Drawing ¦ ACC(V) - Tube Bundle Outline Drawing ¦ ACC(V) - Expansion Joint Outline Drawing ¦ ACC(V) - Rupture Disc Outline Drawing ¦ ACC(V) - Vacuum Breaker Valve Outline Drawing | Directly supported by source title 'ACC(V) - Flash Tank Outline Drawing'.
27 | ACC Vendor Document List | ACC | Mechanical | Drawing | Plant General System | Air Cooled Condenser | ACC Hogging Ejector | ACC Hogging Ejector Drawing | Vendor | Source-Grounded | Approved Source-Grounded | 6707 | Fadhili | T16182-YV02-P0MAG-123033 ¦ T16182-VN01-P0MAG-123045 ¦ T16182-VN01-P0MAG-123046 ¦ T16182-XA00-P0MAG-123048 ¦ T16182-XA00-P0MAG-123049 ¦ T16182-VN01-P0MAG-123050 | ACC - INSTRUMENT DRAWING ¦ ACC ERECTION DRAWING ¦ ACC REFERENCE DRAWING ¦ ACC - HOLDING EJECTOR DRAWING ¦ ACC - HOGGING EJECTOR DRAWING ¦ ACC - WINDWALL DRAWING | Split from vendor package drawing bundle based on explicit source title 'ACC - HOGGING EJECTOR DRAWING'.
28 | ACC Vendor Document List | ACC | Mechanical | Drawing | Plant General System | Air Cooled Condenser | ACC Holding Ejector | ACC Holding Ejector Drawing | Vendor | Source-Grounded | Approved Source-Grounded | 6707 | Fadhili | T16182-YV02-P0MAG-123033 ¦ T16182-VN01-P0MAG-123045 ¦ T16182-VN01-P0MAG-123046 ¦ T16182-XA00-P0MAG-123048 ¦ T16182-XA00-P0MAG-123049 ¦ T16182-VN01-P0MAG-123050 | ACC - INSTRUMENT DRAWING ¦ ACC ERECTION DRAWING ¦ ACC REFERENCE DRAWING ¦ ACC - HOLDING EJECTOR DRAWING ¦ ACC - HOGGING EJECTOR DRAWING ¦ ACC - WINDWALL DRAWING | Split from vendor package drawing bundle based on explicit source title 'ACC - HOLDING EJECTOR DRAWING'.
29 | ACC Vendor Document List | ACC | Mechanical | Technical Specification | Plant General System | Air Cooled Condenser | ACC Insulation | ACC Insulation Specification | Vendor | Source-Grounded | Approved Source-Grounded | 2726 | R&N | SAU4005-G104-MAG-&MEC-07382 | ACC(V) - Insulation Specification | Standardized to reflect that the technical specification is specifically for insulation per source title.
30 | ACC Vendor Document List | ACC | Mechanical | Wiring Diagram | Plant General System | Air Cooled Condenser | ACC Interconnection | ACC Interconnection Wiring Diagram (BOP Interface) | Vendor | Source-Grounded | Approved Source-Grounded | 2154 | Turkistan | CCP-W-B089-IA-308-0004 | INTERCONNECTION WIRING DIAGRAM (BOP) - AIR COOLED CONDENSER | Separated from ACC(V) wiring diagram because this is explicitly an interconnection wiring diagram for BOP interface.
31 | ACC Vendor Document List | ACC | Mechanical | Technical Data Sheet | Plant General System | Air Cooled Condenser | ACC Jib Crane | ACC Jib Crane Data Sheet | Vendor | Source-Grounded | Approved Source-Grounded | 1844 | Fadhili | T16182-YT01-P0SMU-128037 ¦ T16182-YD00-P0SMG-128052 | JIB CRANE - DATA SHEETS FOR AIR COOLED CONDENSER JIB CRANE ¦ JIB CRANE - DATA SHEETS FOR ATM. FLESH TANK DRAIN PUMP JIB CRANE | Standardized from 'JIB CRANE - DATA SHEETS FOR AIR COOLED CONDENSER JIB CRANE'; removed other non-ACC jib crane mention.
32 | ACC Vendor Document List | ACC | Mechanical | General Arrangement Drawing | Plant General System | Air Cooled Condenser | ACC Jib Crane | ACC Jib Crane GA Drawing | Vendor | Source-Grounded | Approved Source-Grounded | 1843 | Fadhili | T16182-YD00-P0SMU-128032 ¦ T16182-YD00-P0SMG-128051 | JIB CRANE - GA DRAWING FOR AIR COOLED CONDENSER JIB CRANE ¦ JIB CRANE - GA DRAWING FOR ATM. FLESH TANK DRAIN PUMP JIB CRANE | Standardized from 'JIB CRANE - GA DRAWING FOR AIR COOLED CONDENSER JIB CRANE'; removed other non-ACC jib crane mention.
33 | ACC Vendor Document List | ACC | Mechanical | Detail Drawing | Plant General System | Air Cooled Condenser | ACC Jib Crane | ACC Jib Crane Mechanical Detail Drawing | Vendor | Source-Grounded | Approved Source-Grounded | 2778 | Fadhili | T16182-YK09-P0SMU-128042 ¦ T16182-YD00-P0SMG-128053 | JIB CRANE - MECHANICAL DETAIL FOR AIR COOLED CONDENSER JIB CRANE ¦ JIB CRANE - MECHANICAL DETAIL FOR ATM. FLESH TANK DRAIN PUMP JIB CRANE | Standardized title; retained ACC jib crane scope as supported by source title.
34 | ACC Vendor Document List | ACC | Mechanical | Design Calculation | Plant General System | Air Cooled Condenser | ACC Noise | ACC Noise Calculation | Vendor | Source-Grounded | Approved Source-Grounded | 2855 | R&N | SAU4005-G104-MAG-&MED-07308 | ACC(V) - Noise Calculation | Standardized title to match source 'Noise Calculation' and kept vendor ACC scope.
35 | ACC Vendor Document List | ACC | Mechanical | Manual | Plant General System | Air Cooled Condenser | ACC Operation & Maintenance | ACC O & M Manual | Vendor | Source-Grounded | Approved Source-Grounded | 2031 | Fadhili ¦ Karabatan | T16182-VN01-P0MAG-123047 ¦ T14211-7341-04-ME-B27-001 ¦ T16182-YT01-P0MAG-123014 | ACC ERECTION MANUAL ¦ OPERATION & MAINTENANCE Manual for Air Cooled Condenser ¦ ACC - MANUAL VALVE LIST | Split manual types; standardized from 'OPERATION & MAINTENANCE Manual for Air Cooled Condenser'.
36 | ACC Vendor Document List | ACC | Mechanical | System Description | Plant General System | Air Cooled Condenser | ACC Package | ACC Functional Description / System Description | Vendor | Source-Grounded | Approved Source-Grounded | 2124 | Fadhili ¦ Karabatan ¦ Turkistan | T16182-XK00-P0MAG-123027 ¦ T14211-7341-04-ME-A07-001 ¦ T14211-7328-04-ME-A07-001 ¦ CCP-W-B116-04-ME-K06-0001 | ACC - FUNCTIONAL DESCRIPTION ¦ Air Cooled Condenser_System Description ¦ Air Cooled Condenser_Functional Description | Merged synonymous functional/system description titles into one standardized ACC description deliverable.
37 | ACC Vendor Document List | ACC | Mechanical | General Arrangement Drawing | Plant General System | Air Cooled Condenser | ACC Package | ACC General Arrangement Drawing | Vendor | Source-Grounded | Approved Source-Grounded | 2121 | Fadhili ¦ Karabatan ¦ R&N ¦ Turkistan | T16182-YD00-P0MAG-123001 ¦ T14211-7341-04-ME-B01-001 ¦ T14211-7328-04-ME-B01-001 ¦ SAU4005-G000-URC-&MLD-00340 ¦ CCP-W-B116-04-ME-B01-0001 | ACC - GENERAL ARRANGEMENT DRAWING ¦ Air Cooled Condenser_GENERAL ARRANGEMENT ¦ General Arrangement of ACC Area ¦ Air Cooled Condenser_General Arrangement | Merged equivalent GA naming variants ('ACC - GENERAL ARRANGEMENT DRAWING', 'General Arrangement of ACC Area').
38 | ACC Vendor Document List | ACC | Mechanical | Material Requisition | Plant General System | Air Cooled Condenser | ACC Package | Material Requisition for ACC | Vendor | Source-Grounded | Approved Source-Grounded | 2122 | Karabatan | T14211-7300-ME-REQ-0004 | Material Requisition for ACC | Directly supported by source title 'Material Requisition for ACC'.
39 | ACC Vendor Document List | ACC | Mechanical | Drawing | Plant General System | Air Cooled Condenser | ACC Reference | ACC Reference Drawing | Vendor | Source-Grounded | Approved Source-Grounded | 6707 | Fadhili | T16182-YV02-P0MAG-123033 ¦ T16182-VN01-P0MAG-123045 ¦ T16182-VN01-P0MAG-123046 ¦ T16182-XA00-P0MAG-123048 ¦ T16182-XA00-P0MAG-123049 ¦ T16182-VN01-P0MAG-123050 | ACC - INSTRUMENT DRAWING ¦ ACC ERECTION DRAWING ¦ ACC REFERENCE DRAWING ¦ ACC - HOLDING EJECTOR DRAWING ¦ ACC - HOGGING EJECTOR DRAWING ¦ ACC - WINDWALL DRAWING | Split from vendor package drawing bundle based on explicit source title 'ACC REFERENCE DRAWING'.
40 | ACC Vendor Document List | ACC | Mechanical | Technical Data Sheet | Plant General System | Air Cooled Condenser | ACC Rupture Disc | ACC Rupture Disc Data Sheet | Vendor | Source-Grounded | Approved Source-Grounded | 5667 | R&N | SAU4005-G104-MAG-&MDA-07345 ¦ SAU4005-G104-MAG-&EDA-07347 ¦ SAU4005-G104-MAG-&EDA-07386 ¦ SAU4005-G104-MAG-&MDA-07322 ¦ SAU4005-G104-MAG-&MDA-07325 ¦ SAU4005-G104-MAG-&EDA-07327 ¦ SAU4005-G104-MAG-&MDA-07329 ¦ SAU4005-G104-MAG-&MDA-07331 ¦ SAU4005-G104-MAG-&MDA-07333 ¦ SAU4005-G104-MAG-&EDA-07335 ¦ SAU4005-G104-MAG-&MDA-07337 ¦ SAU4005-G104-MAG-&EDA-07339 ¦ SAU4005-G104-MAG-&MDA-07341 ¦ SAU4005-G104-MAG-&EDA-07343 ¦ SAU4005-G104-MAG-&MDA-07352 ¦ SAU4005-G104-MAG-&MDA-07354 | ACC(V) - Electrical Lifting Hoist Datasheet ¦ ACC(V) - Electrical Lifting Hoist Motor Datasheet ¦ ACC(V) - Instrument Datasheet ¦ ACC(V) - Datasheet ¦ ACC(V) - Fan Datasheet ¦ ACC(V) - Fan Motor Datasheet ¦ ACC(V) - Gearbox Datasheet ¦ ACC(V) - Steam Jet Air Ejector Datasheet ¦ ACC(V) - Vacuum Pump Datasheet ¦ ACC(V) - Vacuum Pump Motor Datasheet ¦ ACC(V) - Cleaning Water Pump Datasheet ¦ ACC(V) - Cleaning Water Pump Motor Datasheet ¦ ACC(V) - Drain Pump Datasheet ¦ ACC(V) - Drain Pump Motor Datasheet ¦ ACC(V) - Expansion Joint Datasheet ¦ ACC(V) - Rupture Disc Datasheet | Directly supported by source title 'ACC(V) - Rupture Disc Datasheet'.
41 | ACC Vendor Document List | ACC | Mechanical | Detail Drawing | Plant General System | Air Cooled Condenser | ACC Rupture Disc | ACC Rupture Disc Outline Drawing | Vendor | Source-Grounded | Approved Source-Grounded | 5666 | R&N | SAU4005-G104-MAG-&MDA-07346 ¦ SAU4005-G104-MAG-&EDA-07390 ¦ SAU4005-G104-MAG-&MDA-07326 ¦ SAU4005-G104-MAG-&EDA-07328 ¦ SAU4005-G104-MAG-&MDA-07330 ¦ SAU4005-G104-MAG-&MDA-07332 ¦ SAU4005-G104-MAG-&MDA-07334 ¦ SAU4005-G104-MAG-&MDA-07338 ¦ SAU4005-G104-MAG-&MDA-07342 ¦ SAU4005-G104-MAG-&MDA-07349 ¦ SAU4005-G104-MAG-&MDA-07350 ¦ SAU4005-G104-MAG-&MDA-09404 ¦ SAU4005-G104-MAG-&MDA-07351 ¦ SAU4005-G104-MAG-&MDA-07353 ¦ SAU4005-G104-MAG-&MDA-07355 ¦ SAU4005-G104-MAG-&MDA-07356 | ACC(V) - Electrical Lifting Hoist Outline Drawing ¦ ACC(V) - Junction Box Outline Drawing ¦ ACC(V) - Fan Outline Drawing ¦ ACC(V) - Fan Motor Outline Drawing ¦ ACC(V) - Gearbox Outline Drawing ¦ ACC(V) - Steam Jet Air Ejector Outline Drawing ¦ ACC(V) - Vacuum Pump Outline Drawing ¦ ACC(V) - Cleaning Water Pump Outline Drawing ¦ ACC(V) - Drain Pump Outline Drawing ¦ ACC(V) - Condensate Collecting Tank Outline Drawing ¦ ACC(V) - Flash Tank Outline Drawing ¦ ACC(V) - Drain Tank Outline Drawing ¦ ACC(V) - Tube Bundle Outline Drawing ¦ ACC(V) - Expansion Joint Outline Drawing ¦ ACC(V) - Rupture Disc Outline Drawing ¦ ACC(V) - Vacuum Breaker Valve Outline Drawing | Directly supported by source title 'ACC(V) - Rupture Disc Outline Drawing'.
42 | ACC Vendor Document List | ACC | Mechanical | Technical Data Sheet | Plant General System | Air Cooled Condenser | ACC Steam Jet Air Ejector | ACC Steam Jet Air Ejector Data Sheet | Vendor | Source-Grounded | Approved Source-Grounded | 5665 ¦ 5667 | Fadhili ¦ Karabatan ¦ Turkistan ¦ R&N | T16182-XR00-P0MAG-123013 ¦ T14211-7341-04-ME-B16-006 ¦ T14211-7328-04-ME-B16-006 ¦ T16182-YF00-P0MAG-123032 ¦ CCP-W-B116-04-ME-H21-0001 ¦ T16182-XK00-P0MAG-123008 ¦ T16182-XK00-P0MAG-123009 ¦ T16182-DH02-P0MAG-123011 ¦ T16182-YT01-P0MAJ-123012 ¦ T14211-7341-ME-TDS-0001 ¦ T14211-7341-04-ME-B16-002 ¦ T14211-7341-04-ME-B16-003 ¦ T14211-7341-04-ME-B16-004 ¦ T14211-7341-04-ME-B16-005 ¦ T14211-7328-04-ME-B16-001 ¦ T14211-7328-04-ME-B16-002 ¦ T14211-7328-04-ME-B16-003 ¦ T14211-7328-04-ME-B16-004 ¦ T14211-7328-04-ME-B16-005 ¦ CCP-W-B116-04-ME-P10-0001 ¦ SAU4005-G104-MAG-&MDA-07345 ¦ SAU4005-G104-MAG-&EDA-07347 ¦ SAU4005-G104-MAG-&EDA-07386 ¦ SAU4005-G104-MAG-&MDA-07322 ¦ SAU4005-G104-MAG-&MDA-07325 ¦ SAU4005-G104-MAG-&EDA-07327 ¦ SAU4005-G104-MAG-&MDA-07329 ¦ SAU4005-G104-MAG-&MDA-07331 ¦ SAU4005-G104-MAG-&MDA-07333 ¦ SAU4005-G104-MAG-&EDA-07335 ¦ SAU4005-G104-MAG-&MDA-07337 ¦ SAU4005-G104-MAG-&EDA-07339 ¦ SAU4005-G104-MAG-&MDA-07341 ¦ SAU4005-G104-MAG-&EDA-07343 ¦ SAU4005-G104-MAG-&MDA-07352 ¦ SAU4005-G104-MAG-&MDA-07354 | ACC - ELECTRICAL LIFTING HOIST DATASHEET ¦ Air Cooled Condenser_Electrical Lifting Hoist Datasheet ¦ ACC - INSTRUMENT DATASHEET ¦ Air Cooled Condenser_Instrument Datasheet ¦ ACC - GEARBOX DATASHEET ¦ ACC - FAN MOTOR DATA SHEET ¦ ACC - SJAE DATASHEET ¦ ACC - CLEANING WATER PUMP DATASHEET ¦ Technical Datasheet for ACC ¦ Air Cooled Condenser_Fan Motor Data Sheet ¦ Air Cooled Condenser_Condensate Drain Pump Datasheet ¦ Air Cooled Condenser_Vacuum pump Datasheet ¦ Air Cooled Condenser_CLEANING WATER PUMP Data sheet ¦ Air Cooled Condenser_Condensate Collection Tank Datasheet ¦ Air Cooled Condenser_Valve Datasheet ¦ ACC(V) - Electrical Lifting Hoist Datasheet ¦ ACC(V) - Electrical Lifting Hoist Motor Datasheet ¦ ACC(V) - Instrument Datasheet ¦ ACC(V) - Datasheet ¦ ACC(V) - Fan Datasheet ¦ ACC(V) - Fan Motor Datasheet ¦ ACC(V) - Gearbox Datasheet ¦ ACC(V) - Steam Jet Air Ejector Datasheet ¦ ACC(V) - Vacuum Pump Datasheet ¦ ACC(V) - Vacuum Pump Motor Datasheet ¦ ACC(V) - Cleaning Water Pump Datasheet ¦ ACC(V) - Cleaning Water Pump Motor Datasheet ¦ ACC(V) - Drain Pump Datasheet ¦ ACC(V) - Drain Pump Motor Datasheet ¦ ACC(V) - Expansion Joint Datasheet ¦ ACC(V) - Rupture Disc Datasheet | Standardized from source title 'ACC - SJAE DATASHEET' and 'ACC(V) - Steam Jet Air Ejector Datasheet'.
43 | ACC Vendor Document List | ACC | Mechanical | Detail Drawing | Plant General System | Air Cooled Condenser | ACC Steam Jet Air Ejector | ACC Steam Jet Air Ejector Outline Drawing | Vendor | Source-Grounded | Approved Source-Grounded | 5666 | R&N | SAU4005-G104-MAG-&MDA-07346 ¦ SAU4005-G104-MAG-&EDA-07390 ¦ SAU4005-G104-MAG-&MDA-07326 ¦ SAU4005-G104-MAG-&EDA-07328 ¦ SAU4005-G104-MAG-&MDA-07330 ¦ SAU4005-G104-MAG-&MDA-07332 ¦ SAU4005-G104-MAG-&MDA-07334 ¦ SAU4005-G104-MAG-&MDA-07338 ¦ SAU4005-G104-MAG-&MDA-07342 ¦ SAU4005-G104-MAG-&MDA-07349 ¦ SAU4005-G104-MAG-&MDA-07350 ¦ SAU4005-G104-MAG-&MDA-09404 ¦ SAU4005-G104-MAG-&MDA-07351 ¦ SAU4005-G104-MAG-&MDA-07353 ¦ SAU4005-G104-MAG-&MDA-07355 ¦ SAU4005-G104-MAG-&MDA-07356 | ACC(V) - Electrical Lifting Hoist Outline Drawing ¦ ACC(V) - Junction Box Outline Drawing ¦ ACC(V) - Fan Outline Drawing ¦ ACC(V) - Fan Motor Outline Drawing ¦ ACC(V) - Gearbox Outline Drawing ¦ ACC(V) - Steam Jet Air Ejector Outline Drawing ¦ ACC(V) - Vacuum Pump Outline Drawing ¦ ACC(V) - Cleaning Water Pump Outline Drawing ¦ ACC(V) - Drain Pump Outline Drawing ¦ ACC(V) - Condensate Collecting Tank Outline Drawing ¦ ACC(V) - Flash Tank Outline Drawing ¦ ACC(V) - Drain Tank Outline Drawing ¦ ACC(V) - Tube Bundle Outline Drawing ¦ ACC(V) - Expansion Joint Outline Drawing ¦ ACC(V) - Rupture Disc Outline Drawing ¦ ACC(V) - Vacuum Breaker Valve Outline Drawing | Directly supported by source title 'ACC(V) - Steam Jet Air Ejector Outline Drawing'.
44 | ACC Vendor Document List | ACC | Mechanical | Technical Specification | Plant General System | Air Cooled Condenser | ACC Steel Structure | ACC Steel Structure Technical Specification | Vendor | Source-Grounded | Approved Source-Grounded | 17 | Fadhili ¦ R&N ¦ Turkistan | T16182-DE00-P0MAG-123020 ¦ CCP-W-B116-04-ME-B16-0009 ¦ T16182-VN02-P0MAG-123006 ¦ T16182-XS00-P0MAG-123010 ¦ T16182-VN02-P0MAG-123022 ¦ T16182-YT01-P0MAG-123036 ¦ SAU4005-G000-PA_-&MEC-00251 ¦ CCP-W-B116-04-ME-B16-0003 ¦ CCP-W-B116-04-ME-E24-0001 ¦ CCP-W-B116-04-ME-B16-0004 ¦ CCP-W-B116-04-ME-B16-0005 ¦ CCP-W-B116-04-ME-B16-0006 ¦ CCP-W-B116-04-ME-B16-0007 | ACC - STEEL STRUCTURE SPECIFICATION ¦ Air Cooled Condenser_Electrical Lifting Hoist Technical Specification ¦ ACC - FAN SPECIFICATION ¦ ACC - CONDENSATE DRAIN PUMP SPECIFICATION ¦ ACC - EMBEDDED MATERIAL SPECIFICATION ¦ ACC-MOTORISED VALVE SPECIFICATION ¦ Technical Specifications for Air Cooled Condenser ¦ Air Cooled Condenser_Fan Technical Specification ¦ Air Cooled Condenser_Fan Motor Technical Specification ¦ Air Cooled Condenser_Fan Gearbox Technical Specification ¦ Air Cooled Condenser_Vacuum Pump & Motor Technical Specification ¦ Air Cooled Condenser_Condensate Drain Pump & Motor Technical Specification ¦ Air Cooled Condenser_Cleaning Water Pump & Motor Technical Specification | Standardized from source title 'ACC - STEEL STRUCTURE SPECIFICATION' as an ACC vendor technical specification.
45 | ACC Vendor Document List | ACC | Mechanical | Detail Drawing | Plant General System | Air Cooled Condenser | ACC Tube Bundle | ACC Tube Bundle Outline Drawing | Vendor | Source-Grounded | Approved Source-Grounded | 5666 | R&N | SAU4005-G104-MAG-&MDA-07346 ¦ SAU4005-G104-MAG-&EDA-07390 ¦ SAU4005-G104-MAG-&MDA-07326 ¦ SAU4005-G104-MAG-&EDA-07328 ¦ SAU4005-G104-MAG-&MDA-07330 ¦ SAU4005-G104-MAG-&MDA-07332 ¦ SAU4005-G104-MAG-&MDA-07334 ¦ SAU4005-G104-MAG-&MDA-07338 ¦ SAU4005-G104-MAG-&MDA-07342 ¦ SAU4005-G104-MAG-&MDA-07349 ¦ SAU4005-G104-MAG-&MDA-07350 ¦ SAU4005-G104-MAG-&MDA-09404 ¦ SAU4005-G104-MAG-&MDA-07351 ¦ SAU4005-G104-MAG-&MDA-07353 ¦ SAU4005-G104-MAG-&MDA-07355 ¦ SAU4005-G104-MAG-&MDA-07356 | ACC(V) - Electrical Lifting Hoist Outline Drawing ¦ ACC(V) - Junction Box Outline Drawing ¦ ACC(V) - Fan Outline Drawing ¦ ACC(V) - Fan Motor Outline Drawing ¦ ACC(V) - Gearbox Outline Drawing ¦ ACC(V) - Steam Jet Air Ejector Outline Drawing ¦ ACC(V) - Vacuum Pump Outline Drawing ¦ ACC(V) - Cleaning Water Pump Outline Drawing ¦ ACC(V) - Drain Pump Outline Drawing ¦ ACC(V) - Condensate Collecting Tank Outline Drawing ¦ ACC(V) - Flash Tank Outline Drawing ¦ ACC(V) - Drain Tank Outline Drawing ¦ ACC(V) - Tube Bundle Outline Drawing ¦ ACC(V) - Expansion Joint Outline Drawing ¦ ACC(V) - Rupture Disc Outline Drawing ¦ ACC(V) - Vacuum Breaker Valve Outline Drawing | Directly supported by source title 'ACC(V) - Tube Bundle Outline Drawing'.
46 | ACC Vendor Document List | ACC | Mechanical | List | Plant General System | Air Cooled Condenser | ACC Utilities | ACC Utility Consumption List | Vendor | Source-Grounded | Approved Source-Grounded | 5937 | Fadhili ¦ Karabatan | T16182-XB00-P0MAG-123023 ¦ T16182-YL00-P0MAG-123031 ¦ T14211-7341-04-ME-B18-002 ¦ T14211-7328-04-ME-B19-002 ¦ T16182-XS00-P0MAG-123005 ¦ T16182-XJ00-P0MAG-123019 ¦ T16182-YT01-P0MAG-123038 ¦ T16182-YD00-P0MAG-123039 ¦ T14211-7341-04-ME-B18-001 ¦ T14211-7328-04-ME-B19-001 ¦ T14211-7341-04-ME-B18-003 ¦ T14211-7328-04-ME-B19-003 | ACC - ELECTRICAL LOAD LIST ¦ ACC - INSTRUMENT LIST ¦ Air Cooled Condenser_Instrument List ¦ ACC - EQUIPMENT LIST ¦ ACC - LINE LIST ¦ ACC - TERMINAL POINT LIST ¦ ACC - UTILITY CONSUMPTION LIST ¦ Air Cooled Condenser_EquipmentList ¦ Air Cooled Condenser_Valve List | Separated 'ACC - UTILITY CONSUMPTION LIST' from bundled lists.
47 | ACC Vendor Document List | ACC | Mechanical | Detail Drawing | Plant General System | Air Cooled Condenser | ACC Vacuum Breaker Valve | ACC Vacuum Breaker Valve Outline Drawing | Vendor | Source-Grounded | Approved Source-Grounded | 5666 | R&N | SAU4005-G104-MAG-&MDA-07346 ¦ SAU4005-G104-MAG-&EDA-07390 ¦ SAU4005-G104-MAG-&MDA-07326 ¦ SAU4005-G104-MAG-&EDA-07328 ¦ SAU4005-G104-MAG-&MDA-07330 ¦ SAU4005-G104-MAG-&MDA-07332 ¦ SAU4005-G104-MAG-&MDA-07334 ¦ SAU4005-G104-MAG-&MDA-07338 ¦ SAU4005-G104-MAG-&MDA-07342 ¦ SAU4005-G104-MAG-&MDA-07349 ¦ SAU4005-G104-MAG-&MDA-07350 ¦ SAU4005-G104-MAG-&MDA-09404 ¦ SAU4005-G104-MAG-&MDA-07351 ¦ SAU4005-G104-MAG-&MDA-07353 ¦ SAU4005-G104-MAG-&MDA-07355 ¦ SAU4005-G104-MAG-&MDA-07356 | ACC(V) - Electrical Lifting Hoist Outline Drawing ¦ ACC(V) - Junction Box Outline Drawing ¦ ACC(V) - Fan Outline Drawing ¦ ACC(V) - Fan Motor Outline Drawing ¦ ACC(V) - Gearbox Outline Drawing ¦ ACC(V) - Steam Jet Air Ejector Outline Drawing ¦ ACC(V) - Vacuum Pump Outline Drawing ¦ ACC(V) - Cleaning Water Pump Outline Drawing ¦ ACC(V) - Drain Pump Outline Drawing ¦ ACC(V) - Condensate Collecting Tank Outline Drawing ¦ ACC(V) - Flash Tank Outline Drawing ¦ ACC(V) - Drain Tank Outline Drawing ¦ ACC(V) - Tube Bundle Outline Drawing ¦ ACC(V) - Expansion Joint Outline Drawing ¦ ACC(V) - Rupture Disc Outline Drawing ¦ ACC(V) - Vacuum Breaker Valve Outline Drawing | Directly supported by source title 'ACC(V) - Vacuum Breaker Valve Outline Drawing'.
48 | ACC Vendor Document List | ACC | Mechanical | Technical Data Sheet | Plant General System | Air Cooled Condenser | ACC Vacuum Pump | ACC Vacuum Pump Data Sheet | Vendor | Source-Grounded | Approved Source-Grounded | 5665 ¦ 5667 | Fadhili ¦ Karabatan ¦ Turkistan ¦ R&N | T16182-XR00-P0MAG-123013 ¦ T14211-7341-04-ME-B16-006 ¦ T14211-7328-04-ME-B16-006 ¦ T16182-YF00-P0MAG-123032 ¦ CCP-W-B116-04-ME-H21-0001 ¦ T16182-XK00-P0MAG-123008 ¦ T16182-XK00-P0MAG-123009 ¦ T16182-DH02-P0MAG-123011 ¦ T16182-YT01-P0MAJ-123012 ¦ T14211-7341-ME-TDS-0001 ¦ T14211-7341-04-ME-B16-002 ¦ T14211-7341-04-ME-B16-003 ¦ T14211-7341-04-ME-B16-004 ¦ T14211-7341-04-ME-B16-005 ¦ T14211-7328-04-ME-B16-001 ¦ T14211-7328-04-ME-B16-002 ¦ T14211-7328-04-ME-B16-003 ¦ T14211-7328-04-ME-B16-004 ¦ T14211-7328-04-ME-B16-005 ¦ CCP-W-B116-04-ME-P10-0001 ¦ SAU4005-G104-MAG-&MDA-07345 ¦ SAU4005-G104-MAG-&EDA-07347 ¦ SAU4005-G104-MAG-&EDA-07386 ¦ SAU4005-G104-MAG-&MDA-07322 ¦ SAU4005-G104-MAG-&MDA-07325 ¦ SAU4005-G104-MAG-&EDA-07327 ¦ SAU4005-G104-MAG-&MDA-07329 ¦ SAU4005-G104-MAG-&MDA-07331 ¦ SAU4005-G104-MAG-&MDA-07333 ¦ SAU4005-G104-MAG-&EDA-07335 ¦ SAU4005-G104-MAG-&MDA-07337 ¦ SAU4005-G104-MAG-&EDA-07339 ¦ SAU4005-G104-MAG-&MDA-07341 ¦ SAU4005-G104-MAG-&EDA-07343 ¦ SAU4005-G104-MAG-&MDA-07352 ¦ SAU4005-G104-MAG-&MDA-07354 | ACC - ELECTRICAL LIFTING HOIST DATASHEET ¦ Air Cooled Condenser_Electrical Lifting Hoist Datasheet ¦ ACC - INSTRUMENT DATASHEET ¦ Air Cooled Condenser_Instrument Datasheet ¦ ACC - GEARBOX DATASHEET ¦ ACC - FAN MOTOR DATA SHEET ¦ ACC - SJAE DATASHEET ¦ ACC - CLEANING WATER PUMP DATASHEET ¦ Technical Datasheet for ACC ¦ Air Cooled Condenser_Fan Motor Data Sheet ¦ Air Cooled Condenser_Condensate Drain Pump Datasheet ¦ Air Cooled Condenser_Vacuum pump Datasheet ¦ Air Cooled Condenser_CLEANING WATER PUMP Data sheet ¦ Air Cooled Condenser_Condensate Collection Tank Datasheet ¦ Air Cooled Condenser_Valve Datasheet ¦ ACC(V) - Electrical Lifting Hoist Datasheet ¦ ACC(V) - Electrical Lifting Hoist Motor Datasheet ¦ ACC(V) - Instrument Datasheet ¦ ACC(V) - Datasheet ¦ ACC(V) - Fan Datasheet ¦ ACC(V) - Fan Motor Datasheet ¦ ACC(V) - Gearbox Datasheet ¦ ACC(V) - Steam Jet Air Ejector Datasheet ¦ ACC(V) - Vacuum Pump Datasheet ¦ ACC(V) - Vacuum Pump Motor Datasheet ¦ ACC(V) - Cleaning Water Pump Datasheet ¦ ACC(V) - Cleaning Water Pump Motor Datasheet ¦ ACC(V) - Drain Pump Datasheet ¦ ACC(V) - Drain Pump Motor Datasheet ¦ ACC(V) - Expansion Joint Datasheet ¦ ACC(V) - Rupture Disc Datasheet | Standardized from 'Air Cooled Condenser_Vacuum pump Datasheet' and 'ACC(V) - Vacuum Pump Datasheet'.
49 | ACC Vendor Document List | ACC | Mechanical | Detail Drawing | Plant General System | Air Cooled Condenser | ACC Vacuum Pump | ACC Vacuum Pump Outline Drawing | Vendor | Source-Grounded | Approved Source-Grounded | 5666 ¦ 6692 | R&N ¦ Fadhili ¦ Karabatan ¦ Turkistan | SAU4005-G104-MAG-&MDA-07346 ¦ SAU4005-G104-MAG-&EDA-07390 ¦ SAU4005-G104-MAG-&MDA-07326 ¦ SAU4005-G104-MAG-&EDA-07328 ¦ SAU4005-G104-MAG-&MDA-07330 ¦ SAU4005-G104-MAG-&MDA-07332 ¦ SAU4005-G104-MAG-&MDA-07334 ¦ SAU4005-G104-MAG-&MDA-07338 ¦ SAU4005-G104-MAG-&MDA-07342 ¦ SAU4005-G104-MAG-&MDA-07349 ¦ SAU4005-G104-MAG-&MDA-07350 ¦ SAU4005-G104-MAG-&MDA-09404 ¦ SAU4005-G104-MAG-&MDA-07351 ¦ SAU4005-G104-MAG-&MDA-07353 ¦ SAU4005-G104-MAG-&MDA-07355 ¦ SAU4005-G104-MAG-&MDA-07356 ¦ CCP-W-B116-04-ME-H04-0001 ¦ T16182-XW01-P0MAG-123007 ¦ T16182-XH02-P0MAG-123015 ¦ T14211-7341-04-ME-B34-001 ¦ T14211-7341-04-ME-B34-002 ¦ T14211-7341-04-ME-B34-003 ¦ T14211-7341-04-ME-E27-001 ¦ T14211-7341-04-ME-B34-004 ¦ T14211-7341-04-ME-B34-005 ¦ T14211-7341-04-ME-B34-006 ¦ T14211-7328-04-ME-B34-001 ¦ T14211-7328-04-ME-B34-002 ¦ T14211-7328-04-ME-B34-003 ¦ T14211-7328-04-ME-E27-001 ¦ T14211-7328-04-ME-B34-004 ¦ T14211-7328-04-ME-B34-005 ¦ T14211-7328-04-ME-B34-006 ¦ CCP-W-B116-04-ME-B16-0008 | ACC(V) - Electrical Lifting Hoist Outline Drawing ¦ ACC(V) - Junction Box Outline Drawing ¦ ACC(V) - Fan Outline Drawing ¦ ACC(V) - Fan Motor Outline Drawing ¦ ACC(V) - Gearbox Outline Drawing ¦ ACC(V) - Steam Jet Air Ejector Outline Drawing ¦ ACC(V) - Vacuum Pump Outline Drawing ¦ ACC(V) - Cleaning Water Pump Outline Drawing ¦ ACC(V) - Drain Pump Outline Drawing ¦ ACC(V) - Condensate Collecting Tank Outline Drawing ¦ ACC(V) - Flash Tank Outline Drawing ¦ ACC(V) - Drain Tank Outline Drawing ¦ ACC(V) - Tube Bundle Outline Drawing ¦ ACC(V) - Expansion Joint Outline Drawing ¦ ACC(V) - Rupture Disc Outline Drawing ¦ ACC(V) - Vacuum Breaker Valve Outline Drawing ¦ Air Cooled Condenser_Instrument Installation Detail Drawing ¦ ACC - CONDENSATE COLLECTING TANK OUTLINE DRAWING ¦ ACC - MANUAL VALVE OUTLINE DRAWING ¦ Air Cooled Condenser_CONDENSATE COLLECTION TANK Outline Drawing ¦ Air Cooled Condenser_Gearbox Outline Drawing ¦ Air Cooled Condenser_Vacuum pump Outline Drawing ¦ Air Cooled Condenser_Fan Motor Outline Drawing ¦ Air Cooled Condenser_Fan Outline Drawing ¦ Air Cooled Condenser_CLEANING WATER PUMP Outline Drawing ¦ Air Cooled Condenser_Condensate Drain Pump Outline Drawing ¦ Air Cooled Condenser_Condensate Collecting Tank Outline Drawing | Directly supported by source title 'ACC(V) - Vacuum Pump Outline Drawing'. ¦ Standardized from 'Air Cooled Condenser_Vacuum pump Outline Drawing'.
50 | ACC Vendor Document List | ACC | Mechanical | Technical Specification | Plant General System | Air Cooled Condenser | ACC Vacuum Pump | ACC Vacuum Pump Technical Specification | Vendor | Source-Grounded | Approved Source-Grounded | 17 | Fadhili ¦ R&N ¦ Turkistan | T16182-DE00-P0MAG-123020 ¦ CCP-W-B116-04-ME-B16-0009 ¦ T16182-VN02-P0MAG-123006 ¦ T16182-XS00-P0MAG-123010 ¦ T16182-VN02-P0MAG-123022 ¦ T16182-YT01-P0MAG-123036 ¦ SAU4005-G000-PA_-&MEC-00251 ¦ CCP-W-B116-04-ME-B16-0003 ¦ CCP-W-B116-04-ME-E24-0001 ¦ CCP-W-B116-04-ME-B16-0004 ¦ CCP-W-B116-04-ME-B16-0005 ¦ CCP-W-B116-04-ME-B16-0006 ¦ CCP-W-B116-04-ME-B16-0007 | ACC - STEEL STRUCTURE SPECIFICATION ¦ Air Cooled Condenser_Electrical Lifting Hoist Technical Specification ¦ ACC - FAN SPECIFICATION ¦ ACC - CONDENSATE DRAIN PUMP SPECIFICATION ¦ ACC - EMBEDDED MATERIAL SPECIFICATION ¦ ACC-MOTORISED VALVE SPECIFICATION ¦ Technical Specifications for Air Cooled Condenser ¦ Air Cooled Condenser_Fan Technical Specification ¦ Air Cooled Condenser_Fan Motor Technical Specification ¦ Air Cooled Condenser_Fan Gearbox Technical Specification ¦ Air Cooled Condenser_Vacuum Pump & Motor Technical Specification ¦ Air Cooled Condenser_Condensate Drain Pump & Motor Technical Specification ¦ Air Cooled Condenser_Cleaning Water Pump & Motor Technical Specification | Standardized from source title 'Air Cooled Condenser_Vacuum Pump & Motor Technical Specification' and split from motor where needed.
51 | ACC Vendor Document List | ACC | Mechanical | Drawing | Plant General System | Air Cooled Condenser | ACC Windwall | ACC Windwall Drawing | Vendor | Source-Grounded | Approved Source-Grounded | 6707 | Fadhili | T16182-YV02-P0MAG-123033 ¦ T16182-VN01-P0MAG-123045 ¦ T16182-VN01-P0MAG-123046 ¦ T16182-XA00-P0MAG-123048 ¦ T16182-XA00-P0MAG-123049 ¦ T16182-VN01-P0MAG-123050 | ACC - INSTRUMENT DRAWING ¦ ACC ERECTION DRAWING ¦ ACC REFERENCE DRAWING ¦ ACC - HOLDING EJECTOR DRAWING ¦ ACC - HOGGING EJECTOR DRAWING ¦ ACC - WINDWALL DRAWING | Split from vendor package drawing bundle based on explicit source title 'ACC - WINDWALL DRAWING'.
52 | ACC Vendor Document List | ACC | Mechanical | Drawing | Plant General System | Air Cooled Condenser | ACC Windwall Logo | ACC Windwall Logo Drawing | Vendor | Source-Grounded | Approved Source-Grounded | 6709 | Fadhili ¦ Karabatan ¦ R&N | SAU4005-G000-C__-&EMA-00839 ¦ T16182-VN01-P0MAG-123055 ¦ T14211-7328-04-ME-B99-007 | I & C cable interconnection document for Air Cooled Condenser ¦ WINDWALL LOGO FOR AIR COOLED CONDENSER ¦ Air Cooled Condenser_FAN CONTROL STEPS | Standardized from 'WINDWALL LOGO FOR AIR COOLED CONDENSER'; kept as drawing/document within ACC package collateral.
53 | ACC Vendor Document List | ACC | Mechanical | System Description | Plant General System | Air Cooled Condenser | ACC(V) | ACC(V) Functional Description | Vendor | Source-Grounded | Approved Source-Grounded | 2129 | R&N | SAU4005-G104-MAG-&MFE-07302 | ACC(V) - Functional Description | Kept document type as provided while standardizing title to match source title 'Functional Description'.
54 | ACC Vendor Document List | ACC | Mechanical | General Arrangement Drawing | Plant General System | Air Cooled Condenser | ACC(V) | ACC(V) General Arrangement Drawing | Vendor | Source-Grounded | Approved Source-Grounded | 2128 | R&N | SAU4005-G104-MAG-&MTL-07320 | ACC(V) - General Arrangement | Single source row; standardized title to concise vendor GA drawing name.
55 | ACC Vendor Document List | ACC | Mechanical | Wiring Diagram | Plant General System | Air Cooled Condenser | ACC(V) | ACC(V) Wiring Diagram | Vendor | Source-Grounded | Approved Source-Grounded | 2130 | R&N | SAU4005-G104-MAG-&ELD-07388 | ACC(V) - Wiring Diagram | Single ACC(V) wiring diagram row; standardized title only.
56 | ACC Vendor Document List | ACC | Mechanical | Detail Drawing | Plant General System | Air Cooled Condenser | Condensate drain pump | ACC Condensate Drain Pump Outline Drawing | Vendor | Source-Grounded | Approved Source-Grounded | 6692 | Fadhili ¦ Karabatan ¦ Turkistan | CCP-W-B116-04-ME-H04-0001 ¦ T16182-XW01-P0MAG-123007 ¦ T16182-XH02-P0MAG-123015 ¦ T14211-7341-04-ME-B34-001 ¦ T14211-7341-04-ME-B34-002 ¦ T14211-7341-04-ME-B34-003 ¦ T14211-7341-04-ME-E27-001 ¦ T14211-7341-04-ME-B34-004 ¦ T14211-7341-04-ME-B34-005 ¦ T14211-7341-04-ME-B34-006 ¦ T14211-7328-04-ME-B34-001 ¦ T14211-7328-04-ME-B34-002 ¦ T14211-7328-04-ME-B34-003 ¦ T14211-7328-04-ME-E27-001 ¦ T14211-7328-04-ME-B34-004 ¦ T14211-7328-04-ME-B34-005 ¦ T14211-7328-04-ME-B34-006 ¦ CCP-W-B116-04-ME-B16-0008 | Air Cooled Condenser_Instrument Installation Detail Drawing ¦ ACC - CONDENSATE COLLECTING TANK OUTLINE DRAWING ¦ ACC - MANUAL VALVE OUTLINE DRAWING ¦ Air Cooled Condenser_CONDENSATE COLLECTION TANK Outline Drawing ¦ Air Cooled Condenser_Gearbox Outline Drawing ¦ Air Cooled Condenser_Vacuum pump Outline Drawing ¦ Air Cooled Condenser_Fan Motor Outline Drawing ¦ Air Cooled Condenser_Fan Outline Drawing ¦ Air Cooled Condenser_CLEANING WATER PUMP Outline Drawing ¦ Air Cooled Condenser_Condensate Drain Pump Outline Drawing ¦ Air Cooled Condenser_Condensate Collecting Tank Outline Drawing | Standardized from 'Air Cooled Condenser_Condensate Drain Pump Outline Drawing'.
57 | ACC Vendor Document List | ACC | Mechanical | Procedure | Start-up & Shutdown procedure | Air Cooled Condenser | ACC Commissioning/Cleaning | ACC Commissioning / Cleaning Procedure | Vendor | Source-Grounded | Approved Source-Grounded | 1927 | Fadhili ¦ Karabatan | T16182-DS00-P0MAG-123053 ¦ T14211-7341-CS-PPI-0001-000 | ACC – CLEANING PROCEDURE ¦ Commissioning Procedure for Air Cooled Condenser | Merged 'ACC – CLEANING PROCEDURE' and 'Commissioning Procedure for Air Cooled Condenser' into a single procedure deliverable.
58 | ACC Vendor Document List | ACC | Mechanical | Document | control system | Air Cooled Condenser | ACC Fan Control | ACC Fan Control Steps Document | Vendor | Source-Grounded | Approved Source-Grounded | 6709 | Fadhili ¦ Karabatan ¦ R&N | SAU4005-G000-C__-&EMA-00839 ¦ T16182-VN01-P0MAG-123055 ¦ T14211-7328-04-ME-B99-007 | I & C cable interconnection document for Air Cooled Condenser ¦ WINDWALL LOGO FOR AIR COOLED CONDENSER ¦ Air Cooled Condenser_FAN CONTROL STEPS | Standardized from 'Air Cooled Condenser_FAN CONTROL STEPS' as an ACC control-related vendor document.
59 | ACC Vendor Document List | ACC | Mechanical | Report | report | Air Cooled Condenser | ACC CFD | ACC CFD Analysis Report | Vendor | Source-Grounded | Approved Source-Grounded | 1914 | R&N | SAU4005-G104-MAG-&MDD-07309 ¦ SAU4005-G104-MAG-&MED-07383 | ACC(V) - CFD Analysis Report ¦ ACC(V) - Flexibility Analysis for Steam Exhaust Ducting | Split distinct report topics from same source row; retained ACC CFD report as package performance/design evidence.
60 | ACC Vendor Document List | ACC | Mechanical | Report | report | Air Cooled Condenser | Steam Exhaust Ducting | ACC Steam Exhaust Ducting Flexibility Analysis Report | Vendor | Source-Grounded | Approved Source-Grounded | 1914 | R&N | SAU4005-G104-MAG-&MDD-07309 ¦ SAU4005-G104-MAG-&MED-07383 | ACC(V) - CFD Analysis Report ¦ ACC(V) - Flexibility Analysis for Steam Exhaust Ducting | Split distinct report topic 'Flexibility Analysis for Steam Exhaust Ducting' into separate report deliverable under ACC package.
61 | ACC Vendor Document List | ACC | Piping | Piping & Instrumentation Drawing | Condensate System | Air Cooled Condenser | ACC Air take-off & Cleaning System | ACC P & ID – Air take-off & Cleaning System | Vendor | Source-Grounded | Approved Source-Grounded | 4757 | R&N | SAU4005-G104-MAG-&MFB-07303 ¦ SAU4005-G104-MAG-&MFB-07304 | ACC(V) - P&I Diagram_Steam & Condensate System ¦ ACC(V) - P&I Diagram_Air take-off & Cleaning System | Split into separate deliverable because source title explicitly lists a distinct P&I diagram for Air take-off & Cleaning System.
62 | ACC Vendor Document List | ACC | Piping | Piping & Instrumentation Drawing | Condensate System | Air Cooled Condenser | ACC Steam & Condensate System | ACC P & ID – Steam & Condensate System | Vendor | Source-Grounded | Approved Source-Grounded | 4757 | R&N | SAU4005-G104-MAG-&MFB-07303 ¦ SAU4005-G104-MAG-&MFB-07304 | ACC(V) - P&I Diagram_Steam & Condensate System ¦ ACC(V) - P&I Diagram_Air take-off & Cleaning System | Standardized title to reflect system-specific P&ID identified in source title.
63 | ACC Vendor Document List | ACC | Piping | List | Piping System | Air Cooled Condenser | ACC Piping | ACC Line List | Vendor | Source-Grounded | Approved Source-Grounded | 5937 | Fadhili ¦ Karabatan | T16182-XB00-P0MAG-123023 ¦ T16182-YL00-P0MAG-123031 ¦ T14211-7341-04-ME-B18-002 ¦ T14211-7328-04-ME-B19-002 ¦ T16182-XS00-P0MAG-123005 ¦ T16182-XJ00-P0MAG-123019 ¦ T16182-YT01-P0MAG-123038 ¦ T16182-YD00-P0MAG-123039 ¦ T14211-7341-04-ME-B18-001 ¦ T14211-7328-04-ME-B19-001 ¦ T14211-7341-04-ME-B18-003 ¦ T14211-7328-04-ME-B19-003 | ACC - ELECTRICAL LOAD LIST ¦ ACC - INSTRUMENT LIST ¦ Air Cooled Condenser_Instrument List ¦ ACC - EQUIPMENT LIST ¦ ACC - LINE LIST ¦ ACC - TERMINAL POINT LIST ¦ ACC - UTILITY CONSUMPTION LIST ¦ Air Cooled Condenser_EquipmentList ¦ Air Cooled Condenser_Valve List | Separated 'ACC - LINE LIST' from bundled lists; mapped to Piping System.
64 | ACC Vendor Document List | ACC | Piping | List | Piping System | Air Cooled Condenser | ACC Piping Lines | ACC Pipe Line List | Vendor | Source-Grounded | Approved Source-Grounded | 5679 | R&N | SAU4005-G104-MAG-&EEC-07394 ¦ SAU4005-G104-MAG-&EPD-07385 ¦ SAU4005-G104-MAG-&EPD-09400 ¦ SAU4005-G104-MAG-&MPC-07310 ¦ SAU4005-G104-MAG-&MPD-07357 ¦ SAU4005-G104-MAG-&EPF-07397 ¦ SAU4005-G104-MAG-&MPB-07324 ¦ SAU4005-G104-MAG-&MPD-07374 | ACC(V) - Elec. Load list ¦ ACC(V) - Instrument List ¦ ACC(V) - Drive list (MOVs, Motors, Control valves, Solenoid valves, etc..) ¦ ACC(V) - Terminal Point List ¦ ACC(V) - Equipment List ¦ ACC(V) - Hardwired IO list ¦ ACC(V) - Valve List ¦ ACC(V) - Pipe Line List | Directly supported by source title 'ACC(V) - Pipe Line List'.
65 | ACC Vendor Document List | ACC | Piping | Piping & Instrumentation Drawing | Plant General System | Air Cooled Condenser | ACC | ACC P & ID | Vendor | Source-Grounded | Approved Source-Grounded | 4599 ¦ 4653 ¦ 4654 | Fadhili ¦ Karabatan ¦ Turkistan | T16182-XG02-P0MAG-123002 ¦ T14211-7341-04-ME-B06-001 ¦ T14211-7328-04-ME-B06-001 ¦ CCP-W-B116-04-ME-B16-0001 ¦ T14211-7341-PR-007-0001 ¦ T14211-7341-PR-007-0002 | ACC - P&I DIAGRAM ¦ Air Cooled Condenser_P&ID ¦ Air Cooled Condenser_P&I Diagram ¦ TP P&ID for ACC#1 ¦ TP P&ID for ACC#2 | Merged ACC package P&IDs including ACC#1 and ACC#2 because differences are unit identifiers; standardized to one deliverable.
66 | ACC Vendor Document List | ACC | Electrical | Technical Data Sheet | Electrical System | Air Cooled Condenser | ACC Cleaning Water Pump Motor | ACC Cleaning Water Pump Motor Data Sheet | Vendor | Source-Grounded | Approved Source-Grounded | 5667 | R&N | SAU4005-G104-MAG-&MDA-07345 ¦ SAU4005-G104-MAG-&EDA-07347 ¦ SAU4005-G104-MAG-&EDA-07386 ¦ SAU4005-G104-MAG-&MDA-07322 ¦ SAU4005-G104-MAG-&MDA-07325 ¦ SAU4005-G104-MAG-&EDA-07327 ¦ SAU4005-G104-MAG-&MDA-07329 ¦ SAU4005-G104-MAG-&MDA-07331 ¦ SAU4005-G104-MAG-&MDA-07333 ¦ SAU4005-G104-MAG-&EDA-07335 ¦ SAU4005-G104-MAG-&MDA-07337 ¦ SAU4005-G104-MAG-&EDA-07339 ¦ SAU4005-G104-MAG-&MDA-07341 ¦ SAU4005-G104-MAG-&EDA-07343 ¦ SAU4005-G104-MAG-&MDA-07352 ¦ SAU4005-G104-MAG-&MDA-07354 | ACC(V) - Electrical Lifting Hoist Datasheet ¦ ACC(V) - Electrical Lifting Hoist Motor Datasheet ¦ ACC(V) - Instrument Datasheet ¦ ACC(V) - Datasheet ¦ ACC(V) - Fan Datasheet ¦ ACC(V) - Fan Motor Datasheet ¦ ACC(V) - Gearbox Datasheet ¦ ACC(V) - Steam Jet Air Ejector Datasheet ¦ ACC(V) - Vacuum Pump Datasheet ¦ ACC(V) - Vacuum Pump Motor Datasheet ¦ ACC(V) - Cleaning Water Pump Datasheet ¦ ACC(V) - Cleaning Water Pump Motor Datasheet ¦ ACC(V) - Drain Pump Datasheet ¦ ACC(V) - Drain Pump Motor Datasheet ¦ ACC(V) - Expansion Joint Datasheet ¦ ACC(V) - Rupture Disc Datasheet | Directly supported by source title 'ACC(V) - Cleaning Water Pump Motor Datasheet'.
67 | ACC Vendor Document List | ACC | Electrical | Drawing | Electrical System | Air Cooled Condenser | ACC Cleaning Water Pump Motor | ACC Cleaning Water Pump Motor Outline & Terminal Box Drawing | Vendor | Source-Grounded | Approved Source-Grounded | 5518 | R&N | SAU4005-G104-MAG-&EDA-07348 ¦ SAU4005-G104-MAG-&EMA-07395 ¦ SAU4005-G104-MAG-&EDA-07336 ¦ SAU4005-G104-MAG-&EDA-07340 ¦ SAU4005-G104-MAG-&EDA-07344 | ACC(V) - Electrical Lifting Hoist Motor Outline & Terminal Box Drawing ¦ ACC(V) - Power Supply Distribution Drawing ¦ ACC(V) - Vacuum Pump Motor Outline & Terminal Box Drawing ¦ ACC(V) - Cleaning Water Pump Motor Outline & Terminal Box Drawing ¦ ACC(V) - Drain Pump Motor Outline & Terminal Box Drawing | Directly supported by source title 'ACC(V) - Cleaning Water Pump Motor Outline & Terminal Box Drawing'.
68 | ACC Vendor Document List | ACC | Electrical | Technical Specification | Electrical System | Air Cooled Condenser | ACC Cleaning Water Pump Motor | ACC Cleaning Water Pump Motor Technical Specification | Vendor | Source-Grounded | Approved Source-Grounded | 17 | Fadhili ¦ R&N ¦ Turkistan | T16182-DE00-P0MAG-123020 ¦ CCP-W-B116-04-ME-B16-0009 ¦ T16182-VN02-P0MAG-123006 ¦ T16182-XS00-P0MAG-123010 ¦ T16182-VN02-P0MAG-123022 ¦ T16182-YT01-P0MAG-123036 ¦ SAU4005-G000-PA_-&MEC-00251 ¦ CCP-W-B116-04-ME-B16-0003 ¦ CCP-W-B116-04-ME-E24-0001 ¦ CCP-W-B116-04-ME-B16-0004 ¦ CCP-W-B116-04-ME-B16-0005 ¦ CCP-W-B116-04-ME-B16-0006 ¦ CCP-W-B116-04-ME-B16-0007 | ACC - STEEL STRUCTURE SPECIFICATION ¦ Air Cooled Condenser_Electrical Lifting Hoist Technical Specification ¦ ACC - FAN SPECIFICATION ¦ ACC - CONDENSATE DRAIN PUMP SPECIFICATION ¦ ACC - EMBEDDED MATERIAL SPECIFICATION ¦ ACC-MOTORISED VALVE SPECIFICATION ¦ Technical Specifications for Air Cooled Condenser ¦ Air Cooled Condenser_Fan Technical Specification ¦ Air Cooled Condenser_Fan Motor Technical Specification ¦ Air Cooled Condenser_Fan Gearbox Technical Specification ¦ Air Cooled Condenser_Vacuum Pump & Motor Technical Specification ¦ Air Cooled Condenser_Condensate Drain Pump & Motor Technical Specification ¦ Air Cooled Condenser_Cleaning Water Pump & Motor Technical Specification | Standardized from source title 'Air Cooled Condenser_Cleaning Water Pump & Motor Technical Specification' focusing motor electrical scope.
69 | ACC Vendor Document List | ACC | Electrical | Technical Specification | Electrical System | Air Cooled Condenser | ACC Condensate Drain Pump Motor | ACC Condensate Drain Pump Motor Technical Specification | Vendor | Source-Grounded | Approved Source-Grounded | 17 | Fadhili ¦ R&N ¦ Turkistan | T16182-DE00-P0MAG-123020 ¦ CCP-W-B116-04-ME-B16-0009 ¦ T16182-VN02-P0MAG-123006 ¦ T16182-XS00-P0MAG-123010 ¦ T16182-VN02-P0MAG-123022 ¦ T16182-YT01-P0MAG-123036 ¦ SAU4005-G000-PA_-&MEC-00251 ¦ CCP-W-B116-04-ME-B16-0003 ¦ CCP-W-B116-04-ME-E24-0001 ¦ CCP-W-B116-04-ME-B16-0004 ¦ CCP-W-B116-04-ME-B16-0005 ¦ CCP-W-B116-04-ME-B16-0006 ¦ CCP-W-B116-04-ME-B16-0007 | ACC - STEEL STRUCTURE SPECIFICATION ¦ Air Cooled Condenser_Electrical Lifting Hoist Technical Specification ¦ ACC - FAN SPECIFICATION ¦ ACC - CONDENSATE DRAIN PUMP SPECIFICATION ¦ ACC - EMBEDDED MATERIAL SPECIFICATION ¦ ACC-MOTORISED VALVE SPECIFICATION ¦ Technical Specifications for Air Cooled Condenser ¦ Air Cooled Condenser_Fan Technical Specification ¦ Air Cooled Condenser_Fan Motor Technical Specification ¦ Air Cooled Condenser_Fan Gearbox Technical Specification ¦ Air Cooled Condenser_Vacuum Pump & Motor Technical Specification ¦ Air Cooled Condenser_Condensate Drain Pump & Motor Technical Specification ¦ Air Cooled Condenser_Cleaning Water Pump & Motor Technical Specification | Standardized from source title 'Air Cooled Condenser_Condensate Drain Pump & Motor Technical Specification' and focused to motor electrical scope.
70 | ACC Vendor Document List | ACC | Electrical | Technical Data Sheet | Electrical System | Air Cooled Condenser | ACC Drain Pump Motor | ACC Drain Pump Motor Data Sheet | Vendor | Source-Grounded | Approved Source-Grounded | 5667 | R&N | SAU4005-G104-MAG-&MDA-07345 ¦ SAU4005-G104-MAG-&EDA-07347 ¦ SAU4005-G104-MAG-&EDA-07386 ¦ SAU4005-G104-MAG-&MDA-07322 ¦ SAU4005-G104-MAG-&MDA-07325 ¦ SAU4005-G104-MAG-&EDA-07327 ¦ SAU4005-G104-MAG-&MDA-07329 ¦ SAU4005-G104-MAG-&MDA-07331 ¦ SAU4005-G104-MAG-&MDA-07333 ¦ SAU4005-G104-MAG-&EDA-07335 ¦ SAU4005-G104-MAG-&MDA-07337 ¦ SAU4005-G104-MAG-&EDA-07339 ¦ SAU4005-G104-MAG-&MDA-07341 ¦ SAU4005-G104-MAG-&EDA-07343 ¦ SAU4005-G104-MAG-&MDA-07352 ¦ SAU4005-G104-MAG-&MDA-07354 | ACC(V) - Electrical Lifting Hoist Datasheet ¦ ACC(V) - Electrical Lifting Hoist Motor Datasheet ¦ ACC(V) - Instrument Datasheet ¦ ACC(V) - Datasheet ¦ ACC(V) - Fan Datasheet ¦ ACC(V) - Fan Motor Datasheet ¦ ACC(V) - Gearbox Datasheet ¦ ACC(V) - Steam Jet Air Ejector Datasheet ¦ ACC(V) - Vacuum Pump Datasheet ¦ ACC(V) - Vacuum Pump Motor Datasheet ¦ ACC(V) - Cleaning Water Pump Datasheet ¦ ACC(V) - Cleaning Water Pump Motor Datasheet ¦ ACC(V) - Drain Pump Datasheet ¦ ACC(V) - Drain Pump Motor Datasheet ¦ ACC(V) - Expansion Joint Datasheet ¦ ACC(V) - Rupture Disc Datasheet | Directly supported by source title 'ACC(V) - Drain Pump Motor Datasheet'.
71 | ACC Vendor Document List | ACC | Electrical | Drawing | Electrical System | Air Cooled Condenser | ACC Drain Pump Motor | ACC Drain Pump Motor Outline & Terminal Box Drawing | Vendor | Source-Grounded | Approved Source-Grounded | 5518 | R&N | SAU4005-G104-MAG-&EDA-07348 ¦ SAU4005-G104-MAG-&EMA-07395 ¦ SAU4005-G104-MAG-&EDA-07336 ¦ SAU4005-G104-MAG-&EDA-07340 ¦ SAU4005-G104-MAG-&EDA-07344 | ACC(V) - Electrical Lifting Hoist Motor Outline & Terminal Box Drawing ¦ ACC(V) - Power Supply Distribution Drawing ¦ ACC(V) - Vacuum Pump Motor Outline & Terminal Box Drawing ¦ ACC(V) - Cleaning Water Pump Motor Outline & Terminal Box Drawing ¦ ACC(V) - Drain Pump Motor Outline & Terminal Box Drawing | Directly supported by source title 'ACC(V) - Drain Pump Motor Outline & Terminal Box Drawing'.
72 | ACC Vendor Document List | ACC | Electrical | List | Electrical System | Air Cooled Condenser | ACC Drives | ACC Drive List (MOVs, Motors, Control Valves, Solenoid Valves) | Vendor | Source-Grounded | Approved Source-Grounded | 5679 | R&N | SAU4005-G104-MAG-&EEC-07394 ¦ SAU4005-G104-MAG-&EPD-07385 ¦ SAU4005-G104-MAG-&EPD-09400 ¦ SAU4005-G104-MAG-&MPC-07310 ¦ SAU4005-G104-MAG-&MPD-07357 ¦ SAU4005-G104-MAG-&EPF-07397 ¦ SAU4005-G104-MAG-&MPB-07324 ¦ SAU4005-G104-MAG-&MPD-07374 | ACC(V) - Elec. Load list ¦ ACC(V) - Instrument List ¦ ACC(V) - Drive list (MOVs, Motors, Control valves, Solenoid valves, etc..) ¦ ACC(V) - Terminal Point List ¦ ACC(V) - Equipment List ¦ ACC(V) - Hardwired IO list ¦ ACC(V) - Valve List ¦ ACC(V) - Pipe Line List | Standardized from source title 'ACC(V) - Drive list (MOVs, Motors, Control valves, Solenoid valves, etc..)'.
73 | ACC Vendor Document List | ACC | Electrical | Technical Data Sheet | Electrical System | Air Cooled Condenser | ACC Electrical Lifting Hoist | ACC Electrical Lifting Hoist Data Sheet | Vendor | Source-Grounded | Approved Source-Grounded | 5665 ¦ 5667 | Fadhili ¦ Karabatan ¦ Turkistan ¦ R&N | T16182-XR00-P0MAG-123013 ¦ T14211-7341-04-ME-B16-006 ¦ T14211-7328-04-ME-B16-006 ¦ T16182-YF00-P0MAG-123032 ¦ CCP-W-B116-04-ME-H21-0001 ¦ T16182-XK00-P0MAG-123008 ¦ T16182-XK00-P0MAG-123009 ¦ T16182-DH02-P0MAG-123011 ¦ T16182-YT01-P0MAJ-123012 ¦ T14211-7341-ME-TDS-0001 ¦ T14211-7341-04-ME-B16-002 ¦ T14211-7341-04-ME-B16-003 ¦ T14211-7341-04-ME-B16-004 ¦ T14211-7341-04-ME-B16-005 ¦ T14211-7328-04-ME-B16-001 ¦ T14211-7328-04-ME-B16-002 ¦ T14211-7328-04-ME-B16-003 ¦ T14211-7328-04-ME-B16-004 ¦ T14211-7328-04-ME-B16-005 ¦ CCP-W-B116-04-ME-P10-0001 ¦ SAU4005-G104-MAG-&MDA-07345 ¦ SAU4005-G104-MAG-&EDA-07347 ¦ SAU4005-G104-MAG-&EDA-07386 ¦ SAU4005-G104-MAG-&MDA-07322 ¦ SAU4005-G104-MAG-&MDA-07325 ¦ SAU4005-G104-MAG-&EDA-07327 ¦ SAU4005-G104-MAG-&MDA-07329 ¦ SAU4005-G104-MAG-&MDA-07331 ¦ SAU4005-G104-MAG-&MDA-07333 ¦ SAU4005-G104-MAG-&EDA-07335 ¦ SAU4005-G104-MAG-&MDA-07337 ¦ SAU4005-G104-MAG-&EDA-07339 ¦ SAU4005-G104-MAG-&MDA-07341 ¦ SAU4005-G104-MAG-&EDA-07343 ¦ SAU4005-G104-MAG-&MDA-07352 ¦ SAU4005-G104-MAG-&MDA-07354 | ACC - ELECTRICAL LIFTING HOIST DATASHEET ¦ Air Cooled Condenser_Electrical Lifting Hoist Datasheet ¦ ACC - INSTRUMENT DATASHEET ¦ Air Cooled Condenser_Instrument Datasheet ¦ ACC - GEARBOX DATASHEET ¦ ACC - FAN MOTOR DATA SHEET ¦ ACC - SJAE DATASHEET ¦ ACC - CLEANING WATER PUMP DATASHEET ¦ Technical Datasheet for ACC ¦ Air Cooled Condenser_Fan Motor Data Sheet ¦ Air Cooled Condenser_Condensate Drain Pump Datasheet ¦ Air Cooled Condenser_Vacuum pump Datasheet ¦ Air Cooled Condenser_CLEANING WATER PUMP Data sheet ¦ Air Cooled Condenser_Condensate Collection Tank Datasheet ¦ Air Cooled Condenser_Valve Datasheet ¦ ACC(V) - Electrical Lifting Hoist Datasheet ¦ ACC(V) - Electrical Lifting Hoist Motor Datasheet ¦ ACC(V) - Instrument Datasheet ¦ ACC(V) - Datasheet ¦ ACC(V) - Fan Datasheet ¦ ACC(V) - Fan Motor Datasheet ¦ ACC(V) - Gearbox Datasheet ¦ ACC(V) - Steam Jet Air Ejector Datasheet ¦ ACC(V) - Vacuum Pump Datasheet ¦ ACC(V) - Vacuum Pump Motor Datasheet ¦ ACC(V) - Cleaning Water Pump Datasheet ¦ ACC(V) - Cleaning Water Pump Motor Datasheet ¦ ACC(V) - Drain Pump Datasheet ¦ ACC(V) - Drain Pump Motor Datasheet ¦ ACC(V) - Expansion Joint Datasheet ¦ ACC(V) - Rupture Disc Datasheet | Merged non-(V) and (V) variations of hoist data sheet based on overlapping titles.
74 | ACC Vendor Document List | ACC | Electrical | Technical Specification | Electrical System | Air Cooled Condenser | ACC Electrical Lifting Hoist | ACC Electrical Lifting Hoist Technical Specification | Vendor | Source-Grounded | Approved Source-Grounded | 17 | Fadhili ¦ R&N ¦ Turkistan | T16182-DE00-P0MAG-123020 ¦ CCP-W-B116-04-ME-B16-0009 ¦ T16182-VN02-P0MAG-123006 ¦ T16182-XS00-P0MAG-123010 ¦ T16182-VN02-P0MAG-123022 ¦ T16182-YT01-P0MAG-123036 ¦ SAU4005-G000-PA_-&MEC-00251 ¦ CCP-W-B116-04-ME-B16-0003 ¦ CCP-W-B116-04-ME-E24-0001 ¦ CCP-W-B116-04-ME-B16-0004 ¦ CCP-W-B116-04-ME-B16-0005 ¦ CCP-W-B116-04-ME-B16-0006 ¦ CCP-W-B116-04-ME-B16-0007 | ACC - STEEL STRUCTURE SPECIFICATION ¦ Air Cooled Condenser_Electrical Lifting Hoist Technical Specification ¦ ACC - FAN SPECIFICATION ¦ ACC - CONDENSATE DRAIN PUMP SPECIFICATION ¦ ACC - EMBEDDED MATERIAL SPECIFICATION ¦ ACC-MOTORISED VALVE SPECIFICATION ¦ Technical Specifications for Air Cooled Condenser ¦ Air Cooled Condenser_Fan Technical Specification ¦ Air Cooled Condenser_Fan Motor Technical Specification ¦ Air Cooled Condenser_Fan Gearbox Technical Specification ¦ Air Cooled Condenser_Vacuum Pump & Motor Technical Specification ¦ Air Cooled Condenser_Condensate Drain Pump & Motor Technical Specification ¦ Air Cooled Condenser_Cleaning Water Pump & Motor Technical Specification | Directly supported by source title 'Air Cooled Condenser_Electrical Lifting Hoist Technical Specification'.
75 | ACC Vendor Document List | ACC | Electrical | Technical Data Sheet | Electrical System | Air Cooled Condenser | ACC Electrical Lifting Hoist Motor | ACC Electrical Lifting Hoist Motor Data Sheet | Vendor | Source-Grounded | Approved Source-Grounded | 5667 | R&N | SAU4005-G104-MAG-&MDA-07345 ¦ SAU4005-G104-MAG-&EDA-07347 ¦ SAU4005-G104-MAG-&EDA-07386 ¦ SAU4005-G104-MAG-&MDA-07322 ¦ SAU4005-G104-MAG-&MDA-07325 ¦ SAU4005-G104-MAG-&EDA-07327 ¦ SAU4005-G104-MAG-&MDA-07329 ¦ SAU4005-G104-MAG-&MDA-07331 ¦ SAU4005-G104-MAG-&MDA-07333 ¦ SAU4005-G104-MAG-&EDA-07335 ¦ SAU4005-G104-MAG-&MDA-07337 ¦ SAU4005-G104-MAG-&EDA-07339 ¦ SAU4005-G104-MAG-&MDA-07341 ¦ SAU4005-G104-MAG-&EDA-07343 ¦ SAU4005-G104-MAG-&MDA-07352 ¦ SAU4005-G104-MAG-&MDA-07354 | ACC(V) - Electrical Lifting Hoist Datasheet ¦ ACC(V) - Electrical Lifting Hoist Motor Datasheet ¦ ACC(V) - Instrument Datasheet ¦ ACC(V) - Datasheet ¦ ACC(V) - Fan Datasheet ¦ ACC(V) - Fan Motor Datasheet ¦ ACC(V) - Gearbox Datasheet ¦ ACC(V) - Steam Jet Air Ejector Datasheet ¦ ACC(V) - Vacuum Pump Datasheet ¦ ACC(V) - Vacuum Pump Motor Datasheet ¦ ACC(V) - Cleaning Water Pump Datasheet ¦ ACC(V) - Cleaning Water Pump Motor Datasheet ¦ ACC(V) - Drain Pump Datasheet ¦ ACC(V) - Drain Pump Motor Datasheet ¦ ACC(V) - Expansion Joint Datasheet ¦ ACC(V) - Rupture Disc Datasheet | Directly supported by source title 'ACC(V) - Electrical Lifting Hoist Motor Datasheet'.
76 | ACC Vendor Document List | ACC | Electrical | Drawing | Electrical System | Air Cooled Condenser | ACC Electrical Lifting Hoist Motor | ACC Electrical Lifting Hoist Motor Outline & Terminal Box Drawing | Vendor | Source-Grounded | Approved Source-Grounded | 5518 | R&N | SAU4005-G104-MAG-&EDA-07348 ¦ SAU4005-G104-MAG-&EMA-07395 ¦ SAU4005-G104-MAG-&EDA-07336 ¦ SAU4005-G104-MAG-&EDA-07340 ¦ SAU4005-G104-MAG-&EDA-07344 | ACC(V) - Electrical Lifting Hoist Motor Outline & Terminal Box Drawing ¦ ACC(V) - Power Supply Distribution Drawing ¦ ACC(V) - Vacuum Pump Motor Outline & Terminal Box Drawing ¦ ACC(V) - Cleaning Water Pump Motor Outline & Terminal Box Drawing ¦ ACC(V) - Drain Pump Motor Outline & Terminal Box Drawing | Directly supported by source title 'ACC(V) - Electrical Lifting Hoist Motor Outline & Terminal Box Drawing'.
77 | ACC Vendor Document List | ACC | Electrical | List | Electrical System | Air Cooled Condenser | ACC Electrical Loads | ACC Electrical Load List | Vendor | Source-Grounded | Approved Source-Grounded | 5679 ¦ 5937 | R&N ¦ Fadhili ¦ Karabatan | SAU4005-G104-MAG-&EEC-07394 ¦ SAU4005-G104-MAG-&EPD-07385 ¦ SAU4005-G104-MAG-&EPD-09400 ¦ SAU4005-G104-MAG-&MPC-07310 ¦ SAU4005-G104-MAG-&MPD-07357 ¦ SAU4005-G104-MAG-&EPF-07397 ¦ SAU4005-G104-MAG-&MPB-07324 ¦ SAU4005-G104-MAG-&MPD-07374 ¦ T16182-XB00-P0MAG-123023 ¦ T16182-YL00-P0MAG-123031 ¦ T14211-7341-04-ME-B18-002 ¦ T14211-7328-04-ME-B19-002 ¦ T16182-XS00-P0MAG-123005 ¦ T16182-XJ00-P0MAG-123019 ¦ T16182-YT01-P0MAG-123038 ¦ T16182-YD00-P0MAG-123039 ¦ T14211-7341-04-ME-B18-001 ¦ T14211-7328-04-ME-B19-001 ¦ T14211-7341-04-ME-B18-003 ¦ T14211-7328-04-ME-B19-003 | ACC(V) - Elec. Load list ¦ ACC(V) - Instrument List ¦ ACC(V) - Drive list (MOVs, Motors, Control valves, Solenoid valves, etc..) ¦ ACC(V) - Terminal Point List ¦ ACC(V) - Equipment List ¦ ACC(V) - Hardwired IO list ¦ ACC(V) - Valve List ¦ ACC(V) - Pipe Line List ¦ ACC - ELECTRICAL LOAD LIST ¦ ACC - INSTRUMENT LIST ¦ Air Cooled Condenser_Instrument List ¦ ACC - EQUIPMENT LIST ¦ ACC - LINE LIST ¦ ACC - TERMINAL POINT LIST ¦ ACC - UTILITY CONSUMPTION LIST ¦ Air Cooled Condenser_EquipmentList ¦ Air Cooled Condenser_Valve List | Directly supported by source title 'ACC(V) - Elec. Load list'. ¦ Standardized from source title 'ACC - ELECTRICAL LOAD LIST' within mixed list bundle; split into specific ACC vendor list deliverable.
78 | ACC Vendor Document List | ACC | Electrical | Technical Data Sheet | Electrical System | Air Cooled Condenser | ACC Fan Motor | ACC Fan Motor Data Sheet | Vendor | Source-Grounded | Approved Source-Grounded | 5665 ¦ 5667 | Fadhili ¦ Karabatan ¦ Turkistan ¦ R&N | T16182-XR00-P0MAG-123013 ¦ T14211-7341-04-ME-B16-006 ¦ T14211-7328-04-ME-B16-006 ¦ T16182-YF00-P0MAG-123032 ¦ CCP-W-B116-04-ME-H21-0001 ¦ T16182-XK00-P0MAG-123008 ¦ T16182-XK00-P0MAG-123009 ¦ T16182-DH02-P0MAG-123011 ¦ T16182-YT01-P0MAJ-123012 ¦ T14211-7341-ME-TDS-0001 ¦ T14211-7341-04-ME-B16-002 ¦ T14211-7341-04-ME-B16-003 ¦ T14211-7341-04-ME-B16-004 ¦ T14211-7341-04-ME-B16-005 ¦ T14211-7328-04-ME-B16-001 ¦ T14211-7328-04-ME-B16-002 ¦ T14211-7328-04-ME-B16-003 ¦ T14211-7328-04-ME-B16-004 ¦ T14211-7328-04-ME-B16-005 ¦ CCP-W-B116-04-ME-P10-0001 ¦ SAU4005-G104-MAG-&MDA-07345 ¦ SAU4005-G104-MAG-&EDA-07347 ¦ SAU4005-G104-MAG-&EDA-07386 ¦ SAU4005-G104-MAG-&MDA-07322 ¦ SAU4005-G104-MAG-&MDA-07325 ¦ SAU4005-G104-MAG-&EDA-07327 ¦ SAU4005-G104-MAG-&MDA-07329 ¦ SAU4005-G104-MAG-&MDA-07331 ¦ SAU4005-G104-MAG-&MDA-07333 ¦ SAU4005-G104-MAG-&EDA-07335 ¦ SAU4005-G104-MAG-&MDA-07337 ¦ SAU4005-G104-MAG-&EDA-07339 ¦ SAU4005-G104-MAG-&MDA-07341 ¦ SAU4005-G104-MAG-&EDA-07343 ¦ SAU4005-G104-MAG-&MDA-07352 ¦ SAU4005-G104-MAG-&MDA-07354 | ACC - ELECTRICAL LIFTING HOIST DATASHEET ¦ Air Cooled Condenser_Electrical Lifting Hoist Datasheet ¦ ACC - INSTRUMENT DATASHEET ¦ Air Cooled Condenser_Instrument Datasheet ¦ ACC - GEARBOX DATASHEET ¦ ACC - FAN MOTOR DATA SHEET ¦ ACC - SJAE DATASHEET ¦ ACC - CLEANING WATER PUMP DATASHEET ¦ Technical Datasheet for ACC ¦ Air Cooled Condenser_Fan Motor Data Sheet ¦ Air Cooled Condenser_Condensate Drain Pump Datasheet ¦ Air Cooled Condenser_Vacuum pump Datasheet ¦ Air Cooled Condenser_CLEANING WATER PUMP Data sheet ¦ Air Cooled Condenser_Condensate Collection Tank Datasheet ¦ Air Cooled Condenser_Valve Datasheet ¦ ACC(V) - Electrical Lifting Hoist Datasheet ¦ ACC(V) - Electrical Lifting Hoist Motor Datasheet ¦ ACC(V) - Instrument Datasheet ¦ ACC(V) - Datasheet ¦ ACC(V) - Fan Datasheet ¦ ACC(V) - Fan Motor Datasheet ¦ ACC(V) - Gearbox Datasheet ¦ ACC(V) - Steam Jet Air Ejector Datasheet ¦ ACC(V) - Vacuum Pump Datasheet ¦ ACC(V) - Vacuum Pump Motor Datasheet ¦ ACC(V) - Cleaning Water Pump Datasheet ¦ ACC(V) - Cleaning Water Pump Motor Datasheet ¦ ACC(V) - Drain Pump Datasheet ¦ ACC(V) - Drain Pump Motor Datasheet ¦ ACC(V) - Expansion Joint Datasheet ¦ ACC(V) - Rupture Disc Datasheet | Standardized from 'ACC - FAN MOTOR DATA SHEET' and vendor datasheet entries.
79 | ACC Vendor Document List | ACC | Electrical | Detail Drawing | Electrical System | Air Cooled Condenser | ACC Fan Motor | ACC Fan Motor Outline Drawing | Vendor | Source-Grounded | Approved Source-Grounded | 5666 ¦ 6692 | R&N ¦ Fadhili ¦ Karabatan ¦ Turkistan | SAU4005-G104-MAG-&MDA-07346 ¦ SAU4005-G104-MAG-&EDA-07390 ¦ SAU4005-G104-MAG-&MDA-07326 ¦ SAU4005-G104-MAG-&EDA-07328 ¦ SAU4005-G104-MAG-&MDA-07330 ¦ SAU4005-G104-MAG-&MDA-07332 ¦ SAU4005-G104-MAG-&MDA-07334 ¦ SAU4005-G104-MAG-&MDA-07338 ¦ SAU4005-G104-MAG-&MDA-07342 ¦ SAU4005-G104-MAG-&MDA-07349 ¦ SAU4005-G104-MAG-&MDA-07350 ¦ SAU4005-G104-MAG-&MDA-09404 ¦ SAU4005-G104-MAG-&MDA-07351 ¦ SAU4005-G104-MAG-&MDA-07353 ¦ SAU4005-G104-MAG-&MDA-07355 ¦ SAU4005-G104-MAG-&MDA-07356 ¦ CCP-W-B116-04-ME-H04-0001 ¦ T16182-XW01-P0MAG-123007 ¦ T16182-XH02-P0MAG-123015 ¦ T14211-7341-04-ME-B34-001 ¦ T14211-7341-04-ME-B34-002 ¦ T14211-7341-04-ME-B34-003 ¦ T14211-7341-04-ME-E27-001 ¦ T14211-7341-04-ME-B34-004 ¦ T14211-7341-04-ME-B34-005 ¦ T14211-7341-04-ME-B34-006 ¦ T14211-7328-04-ME-B34-001 ¦ T14211-7328-04-ME-B34-002 ¦ T14211-7328-04-ME-B34-003 ¦ T14211-7328-04-ME-E27-001 ¦ T14211-7328-04-ME-B34-004 ¦ T14211-7328-04-ME-B34-005 ¦ T14211-7328-04-ME-B34-006 ¦ CCP-W-B116-04-ME-B16-0008 | ACC(V) - Electrical Lifting Hoist Outline Drawing ¦ ACC(V) - Junction Box Outline Drawing ¦ ACC(V) - Fan Outline Drawing ¦ ACC(V) - Fan Motor Outline Drawing ¦ ACC(V) - Gearbox Outline Drawing ¦ ACC(V) - Steam Jet Air Ejector Outline Drawing ¦ ACC(V) - Vacuum Pump Outline Drawing ¦ ACC(V) - Cleaning Water Pump Outline Drawing ¦ ACC(V) - Drain Pump Outline Drawing ¦ ACC(V) - Condensate Collecting Tank Outline Drawing ¦ ACC(V) - Flash Tank Outline Drawing ¦ ACC(V) - Drain Tank Outline Drawing ¦ ACC(V) - Tube Bundle Outline Drawing ¦ ACC(V) - Expansion Joint Outline Drawing ¦ ACC(V) - Rupture Disc Outline Drawing ¦ ACC(V) - Vacuum Breaker Valve Outline Drawing ¦ Air Cooled Condenser_Instrument Installation Detail Drawing ¦ ACC - CONDENSATE COLLECTING TANK OUTLINE DRAWING ¦ ACC - MANUAL VALVE OUTLINE DRAWING ¦ Air Cooled Condenser_CONDENSATE COLLECTION TANK Outline Drawing ¦ Air Cooled Condenser_Gearbox Outline Drawing ¦ Air Cooled Condenser_Vacuum pump Outline Drawing ¦ Air Cooled Condenser_Fan Motor Outline Drawing ¦ Air Cooled Condenser_Fan Outline Drawing ¦ Air Cooled Condenser_CLEANING WATER PUMP Outline Drawing ¦ Air Cooled Condenser_Condensate Drain Pump Outline Drawing ¦ Air Cooled Condenser_Condensate Collecting Tank Outline Drawing | Directly supported by source title 'ACC(V) - Fan Motor Outline Drawing'. ¦ Standardized from 'Air Cooled Condenser_Fan Motor Outline Drawing'.
80 | ACC Vendor Document List | ACC | Electrical | Technical Specification | Electrical System | Air Cooled Condenser | ACC Fan Motor | ACC Fan Motor Technical Specification | Vendor | Source-Grounded | Approved Source-Grounded | 17 | Fadhili ¦ R&N ¦ Turkistan | T16182-DE00-P0MAG-123020 ¦ CCP-W-B116-04-ME-B16-0009 ¦ T16182-VN02-P0MAG-123006 ¦ T16182-XS00-P0MAG-123010 ¦ T16182-VN02-P0MAG-123022 ¦ T16182-YT01-P0MAG-123036 ¦ SAU4005-G000-PA_-&MEC-00251 ¦ CCP-W-B116-04-ME-B16-0003 ¦ CCP-W-B116-04-ME-E24-0001 ¦ CCP-W-B116-04-ME-B16-0004 ¦ CCP-W-B116-04-ME-B16-0005 ¦ CCP-W-B116-04-ME-B16-0006 ¦ CCP-W-B116-04-ME-B16-0007 | ACC - STEEL STRUCTURE SPECIFICATION ¦ Air Cooled Condenser_Electrical Lifting Hoist Technical Specification ¦ ACC - FAN SPECIFICATION ¦ ACC - CONDENSATE DRAIN PUMP SPECIFICATION ¦ ACC - EMBEDDED MATERIAL SPECIFICATION ¦ ACC-MOTORISED VALVE SPECIFICATION ¦ Technical Specifications for Air Cooled Condenser ¦ Air Cooled Condenser_Fan Technical Specification ¦ Air Cooled Condenser_Fan Motor Technical Specification ¦ Air Cooled Condenser_Fan Gearbox Technical Specification ¦ Air Cooled Condenser_Vacuum Pump & Motor Technical Specification ¦ Air Cooled Condenser_Condensate Drain Pump & Motor Technical Specification ¦ Air Cooled Condenser_Cleaning Water Pump & Motor Technical Specification | Standardized from source title 'Air Cooled Condenser_Fan Motor Technical Specification'.
81 | ACC Vendor Document List | ACC | Electrical | Drawing | Electrical System | Air Cooled Condenser | ACC Power Supply Distribution | ACC Power Supply Distribution Drawing | Vendor | Source-Grounded | Approved Source-Grounded | 5518 | R&N | SAU4005-G104-MAG-&EDA-07348 ¦ SAU4005-G104-MAG-&EMA-07395 ¦ SAU4005-G104-MAG-&EDA-07336 ¦ SAU4005-G104-MAG-&EDA-07340 ¦ SAU4005-G104-MAG-&EDA-07344 | ACC(V) - Electrical Lifting Hoist Motor Outline & Terminal Box Drawing ¦ ACC(V) - Power Supply Distribution Drawing ¦ ACC(V) - Vacuum Pump Motor Outline & Terminal Box Drawing ¦ ACC(V) - Cleaning Water Pump Motor Outline & Terminal Box Drawing ¦ ACC(V) - Drain Pump Motor Outline & Terminal Box Drawing | Standardized from source title 'ACC(V) - Power Supply Distribution Drawing'.
82 | ACC Vendor Document List | ACC | Electrical | Technical Data Sheet | Electrical System | Air Cooled Condenser | ACC Vacuum Pump Motor | ACC Vacuum Pump Motor Data Sheet | Vendor | Source-Grounded | Approved Source-Grounded | 5667 | R&N | SAU4005-G104-MAG-&MDA-07345 ¦ SAU4005-G104-MAG-&EDA-07347 ¦ SAU4005-G104-MAG-&EDA-07386 ¦ SAU4005-G104-MAG-&MDA-07322 ¦ SAU4005-G104-MAG-&MDA-07325 ¦ SAU4005-G104-MAG-&EDA-07327 ¦ SAU4005-G104-MAG-&MDA-07329 ¦ SAU4005-G104-MAG-&MDA-07331 ¦ SAU4005-G104-MAG-&MDA-07333 ¦ SAU4005-G104-MAG-&EDA-07335 ¦ SAU4005-G104-MAG-&MDA-07337 ¦ SAU4005-G104-MAG-&EDA-07339 ¦ SAU4005-G104-MAG-&MDA-07341 ¦ SAU4005-G104-MAG-&EDA-07343 ¦ SAU4005-G104-MAG-&MDA-07352 ¦ SAU4005-G104-MAG-&MDA-07354 | ACC(V) - Electrical Lifting Hoist Datasheet ¦ ACC(V) - Electrical Lifting Hoist Motor Datasheet ¦ ACC(V) - Instrument Datasheet ¦ ACC(V) - Datasheet ¦ ACC(V) - Fan Datasheet ¦ ACC(V) - Fan Motor Datasheet ¦ ACC(V) - Gearbox Datasheet ¦ ACC(V) - Steam Jet Air Ejector Datasheet ¦ ACC(V) - Vacuum Pump Datasheet ¦ ACC(V) - Vacuum Pump Motor Datasheet ¦ ACC(V) - Cleaning Water Pump Datasheet ¦ ACC(V) - Cleaning Water Pump Motor Datasheet ¦ ACC(V) - Drain Pump Datasheet ¦ ACC(V) - Drain Pump Motor Datasheet ¦ ACC(V) - Expansion Joint Datasheet ¦ ACC(V) - Rupture Disc Datasheet | Directly supported by source title 'ACC(V) - Vacuum Pump Motor Datasheet'.
83 | ACC Vendor Document List | ACC | Electrical | Drawing | Electrical System | Air Cooled Condenser | ACC Vacuum Pump Motor | ACC Vacuum Pump Motor Outline & Terminal Box Drawing | Vendor | Source-Grounded | Approved Source-Grounded | 5518 | R&N | SAU4005-G104-MAG-&EDA-07348 ¦ SAU4005-G104-MAG-&EMA-07395 ¦ SAU4005-G104-MAG-&EDA-07336 ¦ SAU4005-G104-MAG-&EDA-07340 ¦ SAU4005-G104-MAG-&EDA-07344 | ACC(V) - Electrical Lifting Hoist Motor Outline & Terminal Box Drawing ¦ ACC(V) - Power Supply Distribution Drawing ¦ ACC(V) - Vacuum Pump Motor Outline & Terminal Box Drawing ¦ ACC(V) - Cleaning Water Pump Motor Outline & Terminal Box Drawing ¦ ACC(V) - Drain Pump Motor Outline & Terminal Box Drawing | Directly supported by source title 'ACC(V) - Vacuum Pump Motor Outline & Terminal Box Drawing'.
84 | ACC Vendor Document List | ACC | Electrical | Technical Specification | Electrical System | Air Cooled Condenser | ACC Vacuum Pump Motor | ACC Vacuum Pump Motor Technical Specification | Vendor | Source-Grounded | Approved Source-Grounded | 17 | Fadhili ¦ R&N ¦ Turkistan | T16182-DE00-P0MAG-123020 ¦ CCP-W-B116-04-ME-B16-0009 ¦ T16182-VN02-P0MAG-123006 ¦ T16182-XS00-P0MAG-123010 ¦ T16182-VN02-P0MAG-123022 ¦ T16182-YT01-P0MAG-123036 ¦ SAU4005-G000-PA_-&MEC-00251 ¦ CCP-W-B116-04-ME-B16-0003 ¦ CCP-W-B116-04-ME-E24-0001 ¦ CCP-W-B116-04-ME-B16-0004 ¦ CCP-W-B116-04-ME-B16-0005 ¦ CCP-W-B116-04-ME-B16-0006 ¦ CCP-W-B116-04-ME-B16-0007 | ACC - STEEL STRUCTURE SPECIFICATION ¦ Air Cooled Condenser_Electrical Lifting Hoist Technical Specification ¦ ACC - FAN SPECIFICATION ¦ ACC - CONDENSATE DRAIN PUMP SPECIFICATION ¦ ACC - EMBEDDED MATERIAL SPECIFICATION ¦ ACC-MOTORISED VALVE SPECIFICATION ¦ Technical Specifications for Air Cooled Condenser ¦ Air Cooled Condenser_Fan Technical Specification ¦ Air Cooled Condenser_Fan Motor Technical Specification ¦ Air Cooled Condenser_Fan Gearbox Technical Specification ¦ Air Cooled Condenser_Vacuum Pump & Motor Technical Specification ¦ Air Cooled Condenser_Condensate Drain Pump & Motor Technical Specification ¦ Air Cooled Condenser_Cleaning Water Pump & Motor Technical Specification | Standardized from source title 'Air Cooled Condenser_Vacuum Pump & Motor Technical Specification' focusing motor electrical scope.
85 | ACC Vendor Document List | ACC | Electrical | Cable Schedule | Electrical System | Air Cooled Condenser | ACC Vendor Package Cables | ACC Cable Schedule | Vendor | Source-Grounded | Approved Source-Grounded | 5427 | R&N | SAU4005-G104-MAG-&EPD-09401 | ACC(V) - Cable Schedule | Directly supported by 'ACC(V) - Cable Schedule' and aligned to Electrical System.
86 | ACC Vendor Document List | ACC | Electrical | Design Calculation | Lighting & Small Power System | Air Cooled Condenser | ACC Area Lighting | ACC Illumination Level Calculation | Vendor | Source-Grounded | Approved Source-Grounded | 5846 | Karabatan | T14211-7341-EL-385-0011 | ILLUMINATION LEVEL CALCULATION FOR ACC | Directly supported by source title 'ILLUMINATION LEVEL CALCULATION FOR ACC'.
87 | ACC Vendor Document List | ACC | Electrical | Diagram | Lighting & Small Power System | Air Cooled Condenser | ACC Lighting Panels | ACC Lighting Panels Diagram | Vendor | Source-Grounded | Approved Source-Grounded | 5613 | Karabatan | T14211-7341-EL-361-0011 ¦ T14211-7300-IA-318-0009 | LIGHTING PANELS DIAGRAM FOR ACC ¦ Control Loop Diagram - Air Cooled Condenser | Standardized from source title 'LIGHTING PANELS DIAGRAM FOR ACC' and classified to Lighting & Small Power System.
88 | ACC Vendor Document List | ACC | Electrical | Detail Drawing | Plant General System | Air Cooled Condenser | ACC Electrical Lifting Hoist | ACC Electrical Lifting Hoist Outline Drawing | Vendor | Source-Grounded | Approved Source-Grounded | 5666 | R&N | SAU4005-G104-MAG-&MDA-07346 ¦ SAU4005-G104-MAG-&EDA-07390 ¦ SAU4005-G104-MAG-&MDA-07326 ¦ SAU4005-G104-MAG-&EDA-07328 ¦ SAU4005-G104-MAG-&MDA-07330 ¦ SAU4005-G104-MAG-&MDA-07332 ¦ SAU4005-G104-MAG-&MDA-07334 ¦ SAU4005-G104-MAG-&MDA-07338 ¦ SAU4005-G104-MAG-&MDA-07342 ¦ SAU4005-G104-MAG-&MDA-07349 ¦ SAU4005-G104-MAG-&MDA-07350 ¦ SAU4005-G104-MAG-&MDA-09404 ¦ SAU4005-G104-MAG-&MDA-07351 ¦ SAU4005-G104-MAG-&MDA-07353 ¦ SAU4005-G104-MAG-&MDA-07355 ¦ SAU4005-G104-MAG-&MDA-07356 | ACC(V) - Electrical Lifting Hoist Outline Drawing ¦ ACC(V) - Junction Box Outline Drawing ¦ ACC(V) - Fan Outline Drawing ¦ ACC(V) - Fan Motor Outline Drawing ¦ ACC(V) - Gearbox Outline Drawing ¦ ACC(V) - Steam Jet Air Ejector Outline Drawing ¦ ACC(V) - Vacuum Pump Outline Drawing ¦ ACC(V) - Cleaning Water Pump Outline Drawing ¦ ACC(V) - Drain Pump Outline Drawing ¦ ACC(V) - Condensate Collecting Tank Outline Drawing ¦ ACC(V) - Flash Tank Outline Drawing ¦ ACC(V) - Drain Tank Outline Drawing ¦ ACC(V) - Tube Bundle Outline Drawing ¦ ACC(V) - Expansion Joint Outline Drawing ¦ ACC(V) - Rupture Disc Outline Drawing ¦ ACC(V) - Vacuum Breaker Valve Outline Drawing | Directly supported by source title 'ACC(V) - Electrical Lifting Hoist Outline Drawing'.
89 | ACC Vendor Document List | ACC | Electrical | Detail Drawing | Plant General System | Air Cooled Condenser | ACC Junction Box | ACC Junction Box Outline Drawing | Vendor | Source-Grounded | Approved Source-Grounded | 5666 | R&N | SAU4005-G104-MAG-&MDA-07346 ¦ SAU4005-G104-MAG-&EDA-07390 ¦ SAU4005-G104-MAG-&MDA-07326 ¦ SAU4005-G104-MAG-&EDA-07328 ¦ SAU4005-G104-MAG-&MDA-07330 ¦ SAU4005-G104-MAG-&MDA-07332 ¦ SAU4005-G104-MAG-&MDA-07334 ¦ SAU4005-G104-MAG-&MDA-07338 ¦ SAU4005-G104-MAG-&MDA-07342 ¦ SAU4005-G104-MAG-&MDA-07349 ¦ SAU4005-G104-MAG-&MDA-07350 ¦ SAU4005-G104-MAG-&MDA-09404 ¦ SAU4005-G104-MAG-&MDA-07351 ¦ SAU4005-G104-MAG-&MDA-07353 ¦ SAU4005-G104-MAG-&MDA-07355 ¦ SAU4005-G104-MAG-&MDA-07356 | ACC(V) - Electrical Lifting Hoist Outline Drawing ¦ ACC(V) - Junction Box Outline Drawing ¦ ACC(V) - Fan Outline Drawing ¦ ACC(V) - Fan Motor Outline Drawing ¦ ACC(V) - Gearbox Outline Drawing ¦ ACC(V) - Steam Jet Air Ejector Outline Drawing ¦ ACC(V) - Vacuum Pump Outline Drawing ¦ ACC(V) - Cleaning Water Pump Outline Drawing ¦ ACC(V) - Drain Pump Outline Drawing ¦ ACC(V) - Condensate Collecting Tank Outline Drawing ¦ ACC(V) - Flash Tank Outline Drawing ¦ ACC(V) - Drain Tank Outline Drawing ¦ ACC(V) - Tube Bundle Outline Drawing ¦ ACC(V) - Expansion Joint Outline Drawing ¦ ACC(V) - Rupture Disc Outline Drawing ¦ ACC(V) - Vacuum Breaker Valve Outline Drawing | Directly supported by source title 'ACC(V) - Junction Box Outline Drawing'.
90 | ACC Vendor Document List | ACC | Electrical | Technical Data Sheet | Plant General System | Air Cooled Condenser | ACC Vendor Package (General) | ACC Vendor Package Technical Data Sheet (General) | Vendor | Source-Grounded | Approved Source-Grounded | 5665 ¦ 5667 | Fadhili ¦ Karabatan ¦ Turkistan ¦ R&N | T16182-XR00-P0MAG-123013 ¦ T14211-7341-04-ME-B16-006 ¦ T14211-7328-04-ME-B16-006 ¦ T16182-YF00-P0MAG-123032 ¦ CCP-W-B116-04-ME-H21-0001 ¦ T16182-XK00-P0MAG-123008 ¦ T16182-XK00-P0MAG-123009 ¦ T16182-DH02-P0MAG-123011 ¦ T16182-YT01-P0MAJ-123012 ¦ T14211-7341-ME-TDS-0001 ¦ T14211-7341-04-ME-B16-002 ¦ T14211-7341-04-ME-B16-003 ¦ T14211-7341-04-ME-B16-004 ¦ T14211-7341-04-ME-B16-005 ¦ T14211-7328-04-ME-B16-001 ¦ T14211-7328-04-ME-B16-002 ¦ T14211-7328-04-ME-B16-003 ¦ T14211-7328-04-ME-B16-004 ¦ T14211-7328-04-ME-B16-005 ¦ CCP-W-B116-04-ME-P10-0001 ¦ SAU4005-G104-MAG-&MDA-07345 ¦ SAU4005-G104-MAG-&EDA-07347 ¦ SAU4005-G104-MAG-&EDA-07386 ¦ SAU4005-G104-MAG-&MDA-07322 ¦ SAU4005-G104-MAG-&MDA-07325 ¦ SAU4005-G104-MAG-&EDA-07327 ¦ SAU4005-G104-MAG-&MDA-07329 ¦ SAU4005-G104-MAG-&MDA-07331 ¦ SAU4005-G104-MAG-&MDA-07333 ¦ SAU4005-G104-MAG-&EDA-07335 ¦ SAU4005-G104-MAG-&MDA-07337 ¦ SAU4005-G104-MAG-&EDA-07339 ¦ SAU4005-G104-MAG-&MDA-07341 ¦ SAU4005-G104-MAG-&EDA-07343 ¦ SAU4005-G104-MAG-&MDA-07352 ¦ SAU4005-G104-MAG-&MDA-07354 | ACC - ELECTRICAL LIFTING HOIST DATASHEET ¦ Air Cooled Condenser_Electrical Lifting Hoist Datasheet ¦ ACC - INSTRUMENT DATASHEET ¦ Air Cooled Condenser_Instrument Datasheet ¦ ACC - GEARBOX DATASHEET ¦ ACC - FAN MOTOR DATA SHEET ¦ ACC - SJAE DATASHEET ¦ ACC - CLEANING WATER PUMP DATASHEET ¦ Technical Datasheet for ACC ¦ Air Cooled Condenser_Fan Motor Data Sheet ¦ Air Cooled Condenser_Condensate Drain Pump Datasheet ¦ Air Cooled Condenser_Vacuum pump Datasheet ¦ Air Cooled Condenser_CLEANING WATER PUMP Data sheet ¦ Air Cooled Condenser_Condensate Collection Tank Datasheet ¦ Air Cooled Condenser_Valve Datasheet ¦ ACC(V) - Electrical Lifting Hoist Datasheet ¦ ACC(V) - Electrical Lifting Hoist Motor Datasheet ¦ ACC(V) - Instrument Datasheet ¦ ACC(V) - Datasheet ¦ ACC(V) - Fan Datasheet ¦ ACC(V) - Fan Motor Datasheet ¦ ACC(V) - Gearbox Datasheet ¦ ACC(V) - Steam Jet Air Ejector Datasheet ¦ ACC(V) - Vacuum Pump Datasheet ¦ ACC(V) - Vacuum Pump Motor Datasheet ¦ ACC(V) - Cleaning Water Pump Datasheet ¦ ACC(V) - Cleaning Water Pump Motor Datasheet ¦ ACC(V) - Drain Pump Datasheet ¦ ACC(V) - Drain Pump Motor Datasheet ¦ ACC(V) - Expansion Joint Datasheet ¦ ACC(V) - Rupture Disc Datasheet | Merged generic ACC datasheet rows evidenced by 'Technical Datasheet for ACC' and 'ACC(V) - Datasheet'.
91 | ACC Vendor Document List | ACC | Instrumentation & Control | Document | I&C Cable | Air Cooled Condenser | ACC I&C Cable Interfaces | ACC I & C Cable Interconnection Document | Vendor | Source-Grounded | Approved Source-Grounded | 6709 | Fadhili ¦ Karabatan ¦ R&N | SAU4005-G000-C__-&EMA-00839 ¦ T16182-VN01-P0MAG-123055 ¦ T14211-7328-04-ME-B99-007 | I & C cable interconnection document for Air Cooled Condenser ¦ WINDWALL LOGO FOR AIR COOLED CONDENSER ¦ Air Cooled Condenser_FAN CONTROL STEPS | Standardized from 'I & C cable interconnection document for Air Cooled Condenser'; other non-document items in same row treated as separate/ignored for MDL standardization.
92 | ACC Vendor Document List | ACC | Instrumentation & Control | Diagram | Instrument & Control System | Air Cooled Condenser | ACC Control Loops | ACC Control Loop Diagram | Vendor | Source-Grounded | Approved Source-Grounded | 5613 | Karabatan | T14211-7341-EL-361-0011 ¦ T14211-7300-IA-318-0009 | LIGHTING PANELS DIAGRAM FOR ACC ¦ Control Loop Diagram - Air Cooled Condenser | Directly supported by source title 'Control Loop Diagram - Air Cooled Condenser'.
93 | ACC Vendor Document List | ACC | Instrumentation & Control | List | Instrument & Control System | Air Cooled Condenser | ACC Hardwired I/O | ACC Hardwired I/O List | Vendor | Source-Grounded | Approved Source-Grounded | 5679 | R&N | SAU4005-G104-MAG-&EEC-07394 ¦ SAU4005-G104-MAG-&EPD-07385 ¦ SAU4005-G104-MAG-&EPD-09400 ¦ SAU4005-G104-MAG-&MPC-07310 ¦ SAU4005-G104-MAG-&MPD-07357 ¦ SAU4005-G104-MAG-&EPF-07397 ¦ SAU4005-G104-MAG-&MPB-07324 ¦ SAU4005-G104-MAG-&MPD-07374 | ACC(V) - Elec. Load list ¦ ACC(V) - Instrument List ¦ ACC(V) - Drive list (MOVs, Motors, Control valves, Solenoid valves, etc..) ¦ ACC(V) - Terminal Point List ¦ ACC(V) - Equipment List ¦ ACC(V) - Hardwired IO list ¦ ACC(V) - Valve List ¦ ACC(V) - Pipe Line List | Directly supported by source title 'ACC(V) - Hardwired IO list'.
94 | ACC Vendor Document List | ACC | Instrumentation & Control | List | Instrument & Control System | Air Cooled Condenser | ACC I&C Terminations | ACC Terminal Point List | Vendor | Source-Grounded | Approved Source-Grounded | 5679 ¦ 5937 | R&N ¦ Fadhili ¦ Karabatan | SAU4005-G104-MAG-&EEC-07394 ¦ SAU4005-G104-MAG-&EPD-07385 ¦ SAU4005-G104-MAG-&EPD-09400 ¦ SAU4005-G104-MAG-&MPC-07310 ¦ SAU4005-G104-MAG-&MPD-07357 ¦ SAU4005-G104-MAG-&EPF-07397 ¦ SAU4005-G104-MAG-&MPB-07324 ¦ SAU4005-G104-MAG-&MPD-07374 ¦ T16182-XB00-P0MAG-123023 ¦ T16182-YL00-P0MAG-123031 ¦ T14211-7341-04-ME-B18-002 ¦ T14211-7328-04-ME-B19-002 ¦ T16182-XS00-P0MAG-123005 ¦ T16182-XJ00-P0MAG-123019 ¦ T16182-YT01-P0MAG-123038 ¦ T16182-YD00-P0MAG-123039 ¦ T14211-7341-04-ME-B18-001 ¦ T14211-7328-04-ME-B19-001 ¦ T14211-7341-04-ME-B18-003 ¦ T14211-7328-04-ME-B19-003 | ACC(V) - Elec. Load list ¦ ACC(V) - Instrument List ¦ ACC(V) - Drive list (MOVs, Motors, Control valves, Solenoid valves, etc..) ¦ ACC(V) - Terminal Point List ¦ ACC(V) - Equipment List ¦ ACC(V) - Hardwired IO list ¦ ACC(V) - Valve List ¦ ACC(V) - Pipe Line List ¦ ACC - ELECTRICAL LOAD LIST ¦ ACC - INSTRUMENT LIST ¦ Air Cooled Condenser_Instrument List ¦ ACC - EQUIPMENT LIST ¦ ACC - LINE LIST ¦ ACC - TERMINAL POINT LIST ¦ ACC - UTILITY CONSUMPTION LIST ¦ Air Cooled Condenser_EquipmentList ¦ Air Cooled Condenser_Valve List | Directly supported by source title 'ACC(V) - Terminal Point List'. ¦ Separated 'ACC - TERMINAL POINT LIST' from bundled lists; classified under I&C deliverables.
95 | ACC Vendor Document List | ACC | Instrumentation & Control | Wiring Diagram | Instrument & Control System | Air Cooled Condenser | ACC I&C Wiring | ACC I & C Wiring Diagram | Vendor | Source-Grounded | Approved Source-Grounded | 6741 | Fadhili ¦ Karabatan ¦ Turkistan | T16182-YR04-P0MAG-123030 ¦ T14211- 7300-IA-308-0005 ¦ CCP-W-B116-04-ME-H03-0001 | ACC - I&C WIRING DIAGRAMS ¦ Interconnection Wiring Diagram (BOP) - Air Cooled Condenser ¦ Air Cooled Condenser_Wiring Diagram | Standardized from 'ACC - I&C WIRING DIAGRAMS / Air Cooled Condenser_Wiring Diagram'; kept ACC scope only.
96 | ACC Vendor Document List | ACC | Instrumentation & Control | Hook-Up Drawing | Instrument & Control System | Air Cooled Condenser | ACC Instrument Hook-ups | ACC Instrument Hook-Up Drawing | Vendor | Source-Grounded | Approved Source-Grounded | 7064 ¦ 7040 | Fadhili ¦ R&N | T16182-YT02-P0MAG-123035 ¦ SAU4005-G104-MAG-&ELD-07387 | ACC - INSTRUMENTATION HOOK - UP DRAWING ¦ ACC(V) - Instrument Hook-up Drawing | Merged equivalent ACC instrument hook-up drawing evidence from 7064 ('ACC - INSTRUMENTATION HOOK - UP DRAWING') and 7040 ('ACC(V) - Instrument Hook-up Drawing').
97 | ACC Vendor Document List | ACC | Instrumentation & Control | Detail Drawing | Instrument & Control System | Air Cooled Condenser | ACC Instrument Installation | ACC Instrument Installation Detail Drawing | Vendor | Source-Grounded | Approved Source-Grounded | 6692 | Fadhili ¦ Karabatan ¦ Turkistan | CCP-W-B116-04-ME-H04-0001 ¦ T16182-XW01-P0MAG-123007 ¦ T16182-XH02-P0MAG-123015 ¦ T14211-7341-04-ME-B34-001 ¦ T14211-7341-04-ME-B34-002 ¦ T14211-7341-04-ME-B34-003 ¦ T14211-7341-04-ME-E27-001 ¦ T14211-7341-04-ME-B34-004 ¦ T14211-7341-04-ME-B34-005 ¦ T14211-7341-04-ME-B34-006 ¦ T14211-7328-04-ME-B34-001 ¦ T14211-7328-04-ME-B34-002 ¦ T14211-7328-04-ME-B34-003 ¦ T14211-7328-04-ME-E27-001 ¦ T14211-7328-04-ME-B34-004 ¦ T14211-7328-04-ME-B34-005 ¦ T14211-7328-04-ME-B34-006 ¦ CCP-W-B116-04-ME-B16-0008 | Air Cooled Condenser_Instrument Installation Detail Drawing ¦ ACC - CONDENSATE COLLECTING TANK OUTLINE DRAWING ¦ ACC - MANUAL VALVE OUTLINE DRAWING ¦ Air Cooled Condenser_CONDENSATE COLLECTION TANK Outline Drawing ¦ Air Cooled Condenser_Gearbox Outline Drawing ¦ Air Cooled Condenser_Vacuum pump Outline Drawing ¦ Air Cooled Condenser_Fan Motor Outline Drawing ¦ Air Cooled Condenser_Fan Outline Drawing ¦ Air Cooled Condenser_CLEANING WATER PUMP Outline Drawing ¦ Air Cooled Condenser_Condensate Drain Pump Outline Drawing ¦ Air Cooled Condenser_Condensate Collecting Tank Outline Drawing | Standardized from 'Air Cooled Condenser_Instrument Installation Detail Drawing'.
98 | ACC Vendor Document List | ACC | Instrumentation & Control | CALIBRATION SHEET | Instrument & Control System | Air Cooled Condenser | ACC Instruments | ACC Instrument Calibration Sheet | Vendor | Source-Grounded | Approved Source-Grounded | 7039 | Fadhili | T16182-YL01-P0MAG-123034 | ACC - INSTRUMENT CALIBRATION SHEET | Standardized from 'ACC - INSTRUMENT CALIBRATION SHEET'.
99 | ACC Vendor Document List | ACC | Instrumentation & Control | Technical Data Sheet | Instrument & Control System | Air Cooled Condenser | ACC Instruments | ACC Instrument Data Sheet | Vendor | Source-Grounded | Approved Source-Grounded | 5665 ¦ 5667 | Fadhili ¦ Karabatan ¦ Turkistan ¦ R&N | T16182-XR00-P0MAG-123013 ¦ T14211-7341-04-ME-B16-006 ¦ T14211-7328-04-ME-B16-006 ¦ T16182-YF00-P0MAG-123032 ¦ CCP-W-B116-04-ME-H21-0001 ¦ T16182-XK00-P0MAG-123008 ¦ T16182-XK00-P0MAG-123009 ¦ T16182-DH02-P0MAG-123011 ¦ T16182-YT01-P0MAJ-123012 ¦ T14211-7341-ME-TDS-0001 ¦ T14211-7341-04-ME-B16-002 ¦ T14211-7341-04-ME-B16-003 ¦ T14211-7341-04-ME-B16-004 ¦ T14211-7341-04-ME-B16-005 ¦ T14211-7328-04-ME-B16-001 ¦ T14211-7328-04-ME-B16-002 ¦ T14211-7328-04-ME-B16-003 ¦ T14211-7328-04-ME-B16-004 ¦ T14211-7328-04-ME-B16-005 ¦ CCP-W-B116-04-ME-P10-0001 ¦ SAU4005-G104-MAG-&MDA-07345 ¦ SAU4005-G104-MAG-&EDA-07347 ¦ SAU4005-G104-MAG-&EDA-07386 ¦ SAU4005-G104-MAG-&MDA-07322 ¦ SAU4005-G104-MAG-&MDA-07325 ¦ SAU4005-G104-MAG-&EDA-07327 ¦ SAU4005-G104-MAG-&MDA-07329 ¦ SAU4005-G104-MAG-&MDA-07331 ¦ SAU4005-G104-MAG-&MDA-07333 ¦ SAU4005-G104-MAG-&EDA-07335 ¦ SAU4005-G104-MAG-&MDA-07337 ¦ SAU4005-G104-MAG-&EDA-07339 ¦ SAU4005-G104-MAG-&MDA-07341 ¦ SAU4005-G104-MAG-&EDA-07343 ¦ SAU4005-G104-MAG-&MDA-07352 ¦ SAU4005-G104-MAG-&MDA-07354 | ACC - ELECTRICAL LIFTING HOIST DATASHEET ¦ Air Cooled Condenser_Electrical Lifting Hoist Datasheet ¦ ACC - INSTRUMENT DATASHEET ¦ Air Cooled Condenser_Instrument Datasheet ¦ ACC - GEARBOX DATASHEET ¦ ACC - FAN MOTOR DATA SHEET ¦ ACC - SJAE DATASHEET ¦ ACC - CLEANING WATER PUMP DATASHEET ¦ Technical Datasheet for ACC ¦ Air Cooled Condenser_Fan Motor Data Sheet ¦ Air Cooled Condenser_Condensate Drain Pump Datasheet ¦ Air Cooled Condenser_Vacuum pump Datasheet ¦ Air Cooled Condenser_CLEANING WATER PUMP Data sheet ¦ Air Cooled Condenser_Condensate Collection Tank Datasheet ¦ Air Cooled Condenser_Valve Datasheet ¦ ACC(V) - Electrical Lifting Hoist Datasheet ¦ ACC(V) - Electrical Lifting Hoist Motor Datasheet ¦ ACC(V) - Instrument Datasheet ¦ ACC(V) - Datasheet ¦ ACC(V) - Fan Datasheet ¦ ACC(V) - Fan Motor Datasheet ¦ ACC(V) - Gearbox Datasheet ¦ ACC(V) - Steam Jet Air Ejector Datasheet ¦ ACC(V) - Vacuum Pump Datasheet ¦ ACC(V) - Vacuum Pump Motor Datasheet ¦ ACC(V) - Cleaning Water Pump Datasheet ¦ ACC(V) - Cleaning Water Pump Motor Datasheet ¦ ACC(V) - Drain Pump Datasheet ¦ ACC(V) - Drain Pump Motor Datasheet ¦ ACC(V) - Expansion Joint Datasheet ¦ ACC(V) - Rupture Disc Datasheet | Standardized from 'ACC - INSTRUMENT DATASHEET' / 'Air Cooled Condenser_Instrument Datasheet' / 'ACC(V) - Instrument Datasheet'.
100 | ACC Vendor Document List | ACC | Instrumentation & Control | Drawing | Instrument & Control System | Air Cooled Condenser | ACC Instruments | ACC Instrument Drawing | Vendor | Source-Grounded | Approved Source-Grounded | 6707 | Fadhili | T16182-YV02-P0MAG-123033 ¦ T16182-VN01-P0MAG-123045 ¦ T16182-VN01-P0MAG-123046 ¦ T16182-XA00-P0MAG-123048 ¦ T16182-XA00-P0MAG-123049 ¦ T16182-VN01-P0MAG-123050 | ACC - INSTRUMENT DRAWING ¦ ACC ERECTION DRAWING ¦ ACC REFERENCE DRAWING ¦ ACC - HOLDING EJECTOR DRAWING ¦ ACC - HOGGING EJECTOR DRAWING ¦ ACC - WINDWALL DRAWING | Split from vendor package drawing bundle based on explicit source title 'ACC - INSTRUMENT DRAWING'.
101 | ACC Vendor Document List | ACC | Instrumentation & Control | List | Instrument & Control System | Air Cooled Condenser | ACC Instruments | ACC Instrument List | Vendor | Source-Grounded | Approved Source-Grounded | 5679 ¦ 5937 | R&N ¦ Fadhili ¦ Karabatan | SAU4005-G104-MAG-&EEC-07394 ¦ SAU4005-G104-MAG-&EPD-07385 ¦ SAU4005-G104-MAG-&EPD-09400 ¦ SAU4005-G104-MAG-&MPC-07310 ¦ SAU4005-G104-MAG-&MPD-07357 ¦ SAU4005-G104-MAG-&EPF-07397 ¦ SAU4005-G104-MAG-&MPB-07324 ¦ SAU4005-G104-MAG-&MPD-07374 ¦ T16182-XB00-P0MAG-123023 ¦ T16182-YL00-P0MAG-123031 ¦ T14211-7341-04-ME-B18-002 ¦ T14211-7328-04-ME-B19-002 ¦ T16182-XS00-P0MAG-123005 ¦ T16182-XJ00-P0MAG-123019 ¦ T16182-YT01-P0MAG-123038 ¦ T16182-YD00-P0MAG-123039 ¦ T14211-7341-04-ME-B18-001 ¦ T14211-7328-04-ME-B19-001 ¦ T14211-7341-04-ME-B18-003 ¦ T14211-7328-04-ME-B19-003 | ACC(V) - Elec. Load list ¦ ACC(V) - Instrument List ¦ ACC(V) - Drive list (MOVs, Motors, Control valves, Solenoid valves, etc..) ¦ ACC(V) - Terminal Point List ¦ ACC(V) - Equipment List ¦ ACC(V) - Hardwired IO list ¦ ACC(V) - Valve List ¦ ACC(V) - Pipe Line List ¦ ACC - ELECTRICAL LOAD LIST ¦ ACC - INSTRUMENT LIST ¦ Air Cooled Condenser_Instrument List ¦ ACC - EQUIPMENT LIST ¦ ACC - LINE LIST ¦ ACC - TERMINAL POINT LIST ¦ ACC - UTILITY CONSUMPTION LIST ¦ Air Cooled Condenser_EquipmentList ¦ Air Cooled Condenser_Valve List | Directly supported by source title 'ACC(V) - Instrument List'. ¦ Separated 'ACC - INSTRUMENT LIST / Air Cooled Condenser_Instrument List' from bundled lists into a distinct vendor deliverable.
102 | ACC Vendor Document List | ACC | Instrumentation & Control | Technical Data Sheet | Instrument & Control System | Air Cooled Condenser | ACC Valves | ACC Valve Data Sheet | Vendor | Source-Grounded | Approved Source-Grounded | 5665 | Fadhili ¦ Karabatan ¦ Turkistan | T16182-XR00-P0MAG-123013 ¦ T14211-7341-04-ME-B16-006 ¦ T14211-7328-04-ME-B16-006 ¦ T16182-YF00-P0MAG-123032 ¦ CCP-W-B116-04-ME-H21-0001 ¦ T16182-XK00-P0MAG-123008 ¦ T16182-XK00-P0MAG-123009 ¦ T16182-DH02-P0MAG-123011 ¦ T16182-YT01-P0MAJ-123012 ¦ T14211-7341-ME-TDS-0001 ¦ T14211-7341-04-ME-B16-002 ¦ T14211-7341-04-ME-B16-003 ¦ T14211-7341-04-ME-B16-004 ¦ T14211-7341-04-ME-B16-005 ¦ T14211-7328-04-ME-B16-001 ¦ T14211-7328-04-ME-B16-002 ¦ T14211-7328-04-ME-B16-003 ¦ T14211-7328-04-ME-B16-004 ¦ T14211-7328-04-ME-B16-005 ¦ CCP-W-B116-04-ME-P10-0001 | ACC - ELECTRICAL LIFTING HOIST DATASHEET ¦ Air Cooled Condenser_Electrical Lifting Hoist Datasheet ¦ ACC - INSTRUMENT DATASHEET ¦ Air Cooled Condenser_Instrument Datasheet ¦ ACC - GEARBOX DATASHEET ¦ ACC - FAN MOTOR DATA SHEET ¦ ACC - SJAE DATASHEET ¦ ACC - CLEANING WATER PUMP DATASHEET ¦ Technical Datasheet for ACC ¦ Air Cooled Condenser_Fan Motor Data Sheet ¦ Air Cooled Condenser_Condensate Drain Pump Datasheet ¦ Air Cooled Condenser_Vacuum pump Datasheet ¦ Air Cooled Condenser_CLEANING WATER PUMP Data sheet ¦ Air Cooled Condenser_Condensate Collection Tank Datasheet ¦ Air Cooled Condenser_Valve Datasheet | Standardized from source title 'Air Cooled Condenser_Valve Datasheet'.
103 | ACC Vendor Document List | ACC | Instrumentation & Control | List | Instrument & Control System | Air Cooled Condenser | ACC Valves | ACC Valve List | Vendor | Source-Grounded | Approved Source-Grounded | 5679 ¦ 5937 ¦ 2031 | R&N ¦ Fadhili ¦ Karabatan | SAU4005-G104-MAG-&EEC-07394 ¦ SAU4005-G104-MAG-&EPD-07385 ¦ SAU4005-G104-MAG-&EPD-09400 ¦ SAU4005-G104-MAG-&MPC-07310 ¦ SAU4005-G104-MAG-&MPD-07357 ¦ SAU4005-G104-MAG-&EPF-07397 ¦ SAU4005-G104-MAG-&MPB-07324 ¦ SAU4005-G104-MAG-&MPD-07374 ¦ T16182-XB00-P0MAG-123023 ¦ T16182-YL00-P0MAG-123031 ¦ T14211-7341-04-ME-B18-002 ¦ T14211-7328-04-ME-B19-002 ¦ T16182-XS00-P0MAG-123005 ¦ T16182-XJ00-P0MAG-123019 ¦ T16182-YT01-P0MAG-123038 ¦ T16182-YD00-P0MAG-123039 ¦ T14211-7341-04-ME-B18-001 ¦ T14211-7328-04-ME-B19-001 ¦ T14211-7341-04-ME-B18-003 ¦ T14211-7328-04-ME-B19-003 ¦ T16182-VN01-P0MAG-123047 ¦ T14211-7341-04-ME-B27-001 ¦ T16182-YT01-P0MAG-123014 | ACC(V) - Elec. Load list ¦ ACC(V) - Instrument List ¦ ACC(V) - Drive list (MOVs, Motors, Control valves, Solenoid valves, etc..) ¦ ACC(V) - Terminal Point List ¦ ACC(V) - Equipment List ¦ ACC(V) - Hardwired IO list ¦ ACC(V) - Valve List ¦ ACC(V) - Pipe Line List ¦ ACC - ELECTRICAL LOAD LIST ¦ ACC - INSTRUMENT LIST ¦ Air Cooled Condenser_Instrument List ¦ ACC - EQUIPMENT LIST ¦ ACC - LINE LIST ¦ ACC - TERMINAL POINT LIST ¦ ACC - UTILITY CONSUMPTION LIST ¦ Air Cooled Condenser_EquipmentList ¦ Air Cooled Condenser_Valve List ¦ ACC ERECTION MANUAL ¦ OPERATION & MAINTENANCE Manual for Air Cooled Condenser ¦ ACC - MANUAL VALVE LIST | Directly supported by source title 'ACC(V) - Valve List'. ¦ Merged duplicate scope evidence for valve list from 5937 ('Air Cooled Condenser_Valve List') and 2031 ('ACC - MANUAL VALVE LIST').
104 | ACC Vendor Document List | ACC | Instrumentation & Control | Technical Specification | Plant General System | Air Cooled Condenser | ACC Motorised Valves | ACC Motorised Valve Technical Specification | Vendor | Source-Grounded | Approved Source-Grounded | 17 | Fadhili ¦ R&N ¦ Turkistan | T16182-DE00-P0MAG-123020 ¦ CCP-W-B116-04-ME-B16-0009 ¦ T16182-VN02-P0MAG-123006 ¦ T16182-XS00-P0MAG-123010 ¦ T16182-VN02-P0MAG-123022 ¦ T16182-YT01-P0MAG-123036 ¦ SAU4005-G000-PA_-&MEC-00251 ¦ CCP-W-B116-04-ME-B16-0003 ¦ CCP-W-B116-04-ME-E24-0001 ¦ CCP-W-B116-04-ME-B16-0004 ¦ CCP-W-B116-04-ME-B16-0005 ¦ CCP-W-B116-04-ME-B16-0006 ¦ CCP-W-B116-04-ME-B16-0007 | ACC - STEEL STRUCTURE SPECIFICATION ¦ Air Cooled Condenser_Electrical Lifting Hoist Technical Specification ¦ ACC - FAN SPECIFICATION ¦ ACC - CONDENSATE DRAIN PUMP SPECIFICATION ¦ ACC - EMBEDDED MATERIAL SPECIFICATION ¦ ACC-MOTORISED VALVE SPECIFICATION ¦ Technical Specifications for Air Cooled Condenser ¦ Air Cooled Condenser_Fan Technical Specification ¦ Air Cooled Condenser_Fan Motor Technical Specification ¦ Air Cooled Condenser_Fan Gearbox Technical Specification ¦ Air Cooled Condenser_Vacuum Pump & Motor Technical Specification ¦ Air Cooled Condenser_Condensate Drain Pump & Motor Technical Specification ¦ Air Cooled Condenser_Cleaning Water Pump & Motor Technical Specification | Standardized from source title 'ACC-MOTORISED VALVE SPECIFICATION'.
105 | ACC Vendor Document List | ACC | Instrumentation & Control | Logic Diagram | control system | Air Cooled Condenser | ACC Control | ACC Control Logic Diagram | Vendor | Source-Grounded | Approved Source-Grounded | 6614 ¦ 6615 | Fadhili ¦ Karabatan ¦ Turkistan ¦ R&N | T16182-YM02-P0MAG-123029 ¦ T14211-7300-IA-315-0009 ¦ CCP-W-B116-04-ME-K11-0001 ¦ SAU4005-G104-MAG-&EFF-07384 | ACC - CONTROL LOGIC & LOOP DIAGRAM ¦ Control Logic Diagram - Air Cooled Condenser ¦ Air Cooled Condenser_Control Logic Diagram ¦ ACC(V) - Control Logic Diagram | Merged equivalent deliverables 'ACC - CONTROL LOGIC & LOOP DIAGRAM / Control Logic Diagram - Air Cooled Condenser / ACC(V) - Control Logic Diagram' into one standardized ACC control logic diagram deliverable (vendor scope).
106 | ACC Vendor Document List | ACC | General | List | Plant General System | Air Cooled Condenser | ACC Package Equipment | ACC Equipment List | Vendor | Source-Grounded | Approved Source-Grounded | 5679 ¦ 5937 | R&N ¦ Fadhili ¦ Karabatan | SAU4005-G104-MAG-&EEC-07394 ¦ SAU4005-G104-MAG-&EPD-07385 ¦ SAU4005-G104-MAG-&EPD-09400 ¦ SAU4005-G104-MAG-&MPC-07310 ¦ SAU4005-G104-MAG-&MPD-07357 ¦ SAU4005-G104-MAG-&EPF-07397 ¦ SAU4005-G104-MAG-&MPB-07324 ¦ SAU4005-G104-MAG-&MPD-07374 ¦ T16182-XB00-P0MAG-123023 ¦ T16182-YL00-P0MAG-123031 ¦ T14211-7341-04-ME-B18-002 ¦ T14211-7328-04-ME-B19-002 ¦ T16182-XS00-P0MAG-123005 ¦ T16182-XJ00-P0MAG-123019 ¦ T16182-YT01-P0MAG-123038 ¦ T16182-YD00-P0MAG-123039 ¦ T14211-7341-04-ME-B18-001 ¦ T14211-7328-04-ME-B19-001 ¦ T14211-7341-04-ME-B18-003 ¦ T14211-7328-04-ME-B19-003 | ACC(V) - Elec. Load list ¦ ACC(V) - Instrument List ¦ ACC(V) - Drive list (MOVs, Motors, Control valves, Solenoid valves, etc..) ¦ ACC(V) - Terminal Point List ¦ ACC(V) - Equipment List ¦ ACC(V) - Hardwired IO list ¦ ACC(V) - Valve List ¦ ACC(V) - Pipe Line List ¦ ACC - ELECTRICAL LOAD LIST ¦ ACC - INSTRUMENT LIST ¦ Air Cooled Condenser_Instrument List ¦ ACC - EQUIPMENT LIST ¦ ACC - LINE LIST ¦ ACC - TERMINAL POINT LIST ¦ ACC - UTILITY CONSUMPTION LIST ¦ Air Cooled Condenser_EquipmentList ¦ Air Cooled Condenser_Valve List | Directly supported by source title 'ACC(V) - Equipment List'. ¦ Separated 'ACC - EQUIPMENT LIST / Air Cooled Condenser_EquipmentList' from bundled lists.
107 | HRSG Vendor Document List | HRSG | Civil/Structural | Reinforcement Drawing | Building/Structure System | HRSG | Chemical Dosing Shelter | Chemical Dosing Shelter Rebar Detail (STG & HRSG) | Vendor | Source-Grounded | Approved Source-Grounded | 4 | Fadhili | T16182-CA02-P0GEN-185854 | CHEMICAL DOSING SHELTER FOR STG & HRSG - REBAR DETAIL | Standardized civil deliverable title for chemical dosing shelter rebar detail; kept HRSG vendor context.
108 | HRSG Vendor Document List | HRSG | Civil/Structural | Design Calculation | Building/Structure System | HRSG | Chemical dosing shelter | Chemical Dosing Shelter Calculation (STG & HRSG) | Vendor | Source-Grounded | Approved Source-Grounded | 1743 | Fadhili | T16182-YT10-P0ZEN-152225 ¦ T16182-CA06-P0GEN-185800 | ILLUMINATION CALCULATION - CHEMICAL DOSING SHELTER FOR STG & HRSG ¦ CHEMICAL DOSING SHELTER FOR STG & HRSG - CALCULATION | Kept separate from illumination calculation; source explicitly provides 'CHEMICAL DOSING SHELTER ... - CALCULATION'.
109 | HRSG Vendor Document List | HRSG | Civil/Structural | Plan | Building/Structure System | HRSG | Chemical dosing shelter | Chemical Dosing Shelter Plan (STG & HRSG) | Vendor | Source-Grounded | Approved Source-Grounded | 1703 | Fadhili | T16182-CA00-P0GEN-185801 ¦ T16182-CA01-P0GEN-185851 ¦ T16182-CA01-P0GEN-185852 | CHEMICAL DOSING SHELTER FOR STG & HRSG - GROUND FLOOR PLAN, ROOF PLAN ¦ CHEMICAL DOSING SHELTER FOR STG & HRSG - GROUND FLOOR FRAMING PLAN ¦ CHEMICAL DOSING SHELTER FOR STG & HRSG - GROUND FLOOR FRAMING PLAN, ROOF FRAMING PLAN | Retained as vendor-issued building/structure plan evidence; title standardized while keeping combined STG & HRSG scope as per source.
110 | HRSG Vendor Document List | HRSG | Civil/Structural | Detail Drawing | Building/Structure System | HRSG | Chemical dosing shelter | Chemical Dosing Shelter Structural Detail Drawings (STG & HRSG) | Vendor | Source-Grounded | Approved Source-Grounded | 1701 | Fadhili | T16182-CA00-P0GEN-185802 ¦ T16182-CA00-P0GEN-185803 ¦ T16182-CA01-P0GEN-185853 | CHEMICAL DOSING SHELTER FOR STG & HRSG - ELEVATION ¦ CHEMICAL DOSING SHELTER FOR STG & HRSG - MAIN SECTION ¦ CHEMICAL DOSING SHELTER FOR STG & HRSG - FRAMING ELEVATION | Consolidated elevation/section/framing elevation into a single structural detail drawing deliverable line for the shelter per source evidence.
111 | HRSG Vendor Document List | HRSG | Civil/Structural | Plan | Building/Structure System | Lighting | Chemical Dosing Shelter | Chemical Dosing Shelter Floor/Roof/Framing Plans | Vendor | Source-Grounded | Approved Source-Grounded | 5420 | Fadhili ¦ Karabatan | T16182-YL00-P0LB-122079 ¦ T14211-7318-02-ME-E04-101 ¦ T14211-7318-02-ME-E04-101~150 ¦ T14211-7318-02-ME-H04-001~010 ¦ T16182-CA00-P0GEN-185701 ¦ T16182-CA01-P0GEN-185751 ¦ T14211-7318-02-ME-H04-101 ¦ T14211-7318-02-ME-H04-101~110 | HRSG - LIGHTING PLAN DIAGRAMS ¦ HRSG_Lighting Plan ¦ HRSG_Lighting Plan Diagrams ¦ HRSG_Instrument Location & Conduit Plan Diagram ¦ CHEMICAL DOSING SHELTER FOR HRSG - GROUND FLOOR PLAN, ROOF PLAN ¦ CHEMICAL DOSING SHELTER FOR HRSG - GROUND FLOOR FRAMING PLAN ¦ HRSG_Conduit Plan | Separated shelter building plans from electrical lighting/conduit plans; standardized as architectural/structural plans package.
112 | HRSG Vendor Document List | HRSG | Mechanical | General Arrangement Drawing | Building/Structure System | Bypass stack | HRSG | HRSG General Arrangement | Vendor | Source-Grounded | Approved Source-Grounded | 5934 ¦ 6638 | Fadhili ¦ Grati ¦ Karabatan ¦ Turkistan ¦ Ukudu ¦ R&N | GRT-YD00-P0BJC-156048 ¦ T16182-UE00-P0LB-122007 ¦ GRT-UE00-P1H-300006 ¦ GRT-YT01-P0BJP-156317 ¦ GRT-YT01-P0BJ0-156312 ¦ GRT-YT01-P0BJN-156307 ¦ T14211-7318-02-ME-B01-001 ¦ T14211-7318-02-ME-B01-002 ¦ T14211-7318-02-ME-B01-005 ¦ T14211-7318-02-ME-B16-103 ¦ T14211-7318-02-ME-B05-401~500 ¦ CCP-W-B114-02-ME-B01-0044 ¦ CCP-W-B114-02-ME-B05-0049 ¦ SAU4005-G011-HNE-&ELU-05111 ¦ SAU4005-G011-UHA-&MLH-04867 ¦ SAU4005-G011-UHB-&MTL-04868 ¦ SAU4005-G011-UHB-&MTL-04870 ¦ SAU4005-G011-UHB-&MTL-04871 ¦ SAU4005-G011-UHB-&MTL-04872 ¦ SAU4005-G011-HYA-&ELU-04931 ¦ SAU4005-G011-HNY-&MLU-04966 ¦ SAU4005-G011-HNY-&MLU-04969 ¦ SAU4005-G011-HHA-&MDA-05008 ¦ SAU4005-G011-HHA-&MLU-05010 ¦ SAU4005-G011-UHB-&MTL-05085 | General Arrangement HRSG Unit MCC ¦ HRSG - GENERAL ARRANGEMENT ¦ [HRSG]_GENERAL ARRANGEMENT ¦ General Arrangement HRSG PDB-3 ¦ General Arrangement HRSG PDB-2 ¦ General Arrangement HRSG PDB-1 ¦ HRSG_General arrangement of HRSG (Right side elevation view) ¦ HRSG_General arrangement of HRSG (Left side elevation view) ¦ HRSG_General arrangement of HRSG (Front section Elevation view) ¦ HRSG_General Arrangement Drawing for Diverter & Guillotine Damper ¦ HRSG_ARRANGEMENT OF CASING & FILED ERECTION ¦ HRSG_General Arrangement ¦ HRSG_Arrangement of Casing ¦ HRSG_GENERAL ARRANGEMENT ¦ HRSG(V) - General Arrangement Drawing for Analyzer Cabinet. ¦ HRSG(V) - General Arrangement ¦ HRSG(V) - Arrangement of Casing ¦ HRSG(V) - Arrangement of Main Stack ¦ HRSG(V) - Arrangement of Bypass Stack ¦ HRSG(V) - General Arrangement Drawing for Diverter & Guillotine Damper ¦ HRSG(V) - General Arrangement drawing for CEMS Room ¦ HRSG(V) - General Arrangement Drawing of Ammonia Storage Area for SCR ¦ HRSG(V) - Vaporizer Arrangement Drawing ¦ HRSG(V) - General Arrangement for Duct Burner ¦ HRSG(V) - Fuel Gas Skid Arrangement Drawing for Duct Burner ¦ HRSG(V) - Arrangement of Casing Flow Baffle | Merged repeated overall HRSG GA references (incl. casing arrangement) into one standardized HRSG GA deliverable.
113 | HRSG Vendor Document List | HRSG | Mechanical | Technical Specification | Building/Structure System | Cable | Steel Structure | Steel Structure Material Specification (HRSG Package) | Vendor | Source-Grounded | Approved Source-Grounded | 20 | R&N | SAU4005-G011-HB_-&MEC-05070 ¦ SAU4005-G011-HYA-&EEC-04949 ¦ SAU4005-G011-HYA-&EDA-04901 ¦ SAU4005-G011-HYA-&EDB-04933 ¦ SAU4005-G011-HNY-&MDB-04990 ¦ SAU4005-G011-HHA-&MDB-05022 ¦ SAU4005-G011-ZEN-&MDC-05040 | HRSG(V) - STEEL STRUCTURE MATERIAL SPECIFICATION ¦ HRSG(V) - CABLE SPECIFICATION ¦ HRSG(V) - Local Gauge and Temp. Element Specification ¦ HRSG(V) - Equipment Specification for CEMS ¦ HRSG(V) - Technical Specification for SCR ¦ HRSG(V) - Technical Specification for Duct Burner ¦ HRSG(V) - HRSG_Painting Specification | Captured 'STEEL STRUCTURE MATERIAL SPECIFICATION' as HRSG vendor package structural material spec.
114 | HRSG Vendor Document List | HRSG | Mechanical | General Arrangement Drawing | Building/Structure System | General | Chemical dosing shelter portable extinguisher | HRSG Chemical Dosing Shelter Portable Extinguisher Arrangement | Vendor | Source-Grounded | Approved Source-Grounded | 1700 ¦ 1702 | Fadhili | T16182-YD00-P0SGZ-139831 ¦ T16182-YD00-P0SGZ-139731 | PORTABLE EXTINGUISHER ARRANGEMENT FOR CHEMICAL DOSING SHELTER FOR HRSG ¦ PORTABLE EXTINGUISHER ARRANGEMENT FOR CHEMICAL DOSING SHELTER FOR STG & HRSG | Merged same portable extinguisher arrangement deliverable variations; standardized to HRSG chemical dosing shelter.
115 | HRSG Vendor Document List | HRSG | Mechanical | Drawing | Building/Structure System | valve | Ammonia unloading area shed | HRSG Ammonia Unloading Area Shed Assembly Drawing | Vendor | Source-Grounded | Approved Source-Grounded | 6900 | R&N | SAU4005-G011-HYA-&ELD-04914 ¦ SAU4005-G011-HAA-&MDD-04822 ¦ SAU4005-G011-HAA-&MDD-04823 ¦ SAU4005-G011-HAA-&MDD-04824 ¦ SAU4005-G011-HAA-&MDD-04825 ¦ SAU4005-G011-HAA-&MLU-04828 ¦ SAU4005-G011-HAA-&MLU-04829 ¦ SAU4005-G011-HYA-&ELU-04915 ¦ SAU4005-G011-HAA-&MTC-05071 ¦ SAU4005-G011-HAA-&MTC-05072 ¦ SAU4005-G011-HNY-&MLU-05128 ¦ SAU4005-G011-H__-&MDD-05141 ¦ SAU4005-G011-HA_-&MPA-04879 | HRSG(V) - Instrument Installation Detail Drawings ¦ HRSG(V) - Assembly Drawing of Steam Drum ¦ HRSG(V) - Detail of External Attachment of Steam Drum ¦ HRSG(V) - Internal Assembly Drawing of Steam Drum ¦ HRSG(V) - HP Steam Drum Name Plate Detail ¦ HRSG(V) - Equipment Outline Drawing for Blowdown Tank ¦ HRSG(V) - Link Assembly Drawing ¦ HRSG(V) - Local Panel Assembly Drawing for Diverter & Guillotine Damper ¦ HRSG(V) - Internal Tray Enclosure Detail for Deaerator ¦ HRSG(V) - Internal Spray Header Detail for Deaerator ¦ HRSG(V) - Assembly Drawing for Ammonia Unloading Area Shed ¦ HRSG(V) – HP, RH Section Dissimilar Metal Weld Analysis Report ¦ HRSG(V) - Manual Valve List and ASSEMBLY Drawing for HRSG Piping | Explicit 'Assembly Drawing for Ammonia Unloading Area Shed' in source titles; kept as building/structure scope deliverable.
116 | HRSG Vendor Document List | HRSG | Mechanical | Arrangement | Bypass system | Bypass stack | Bypass Stack | HRSG Bypass Stack Arrangement Drawing | Vendor | Source-Grounded | Approved Source-Grounded | 6638 | R&N | SAU4005-G011-HNE-&ELU-05111 ¦ SAU4005-G011-UHA-&MLH-04867 ¦ SAU4005-G011-UHB-&MTL-04868 ¦ SAU4005-G011-UHB-&MTL-04870 ¦ SAU4005-G011-UHB-&MTL-04871 ¦ SAU4005-G011-UHB-&MTL-04872 ¦ SAU4005-G011-HYA-&ELU-04931 ¦ SAU4005-G011-HNY-&MLU-04966 ¦ SAU4005-G011-HNY-&MLU-04969 ¦ SAU4005-G011-HHA-&MDA-05008 ¦ SAU4005-G011-HHA-&MLU-05010 ¦ SAU4005-G011-UHB-&MTL-05085 | HRSG(V) - General Arrangement Drawing for Analyzer Cabinet. ¦ HRSG(V) - General Arrangement ¦ HRSG(V) - Arrangement of Casing ¦ HRSG(V) - Arrangement of Main Stack ¦ HRSG(V) - Arrangement of Bypass Stack ¦ HRSG(V) - General Arrangement Drawing for Diverter & Guillotine Damper ¦ HRSG(V) - General Arrangement drawing for CEMS Room ¦ HRSG(V) - General Arrangement Drawing of Ammonia Storage Area for SCR ¦ HRSG(V) - Vaporizer Arrangement Drawing ¦ HRSG(V) - General Arrangement for Duct Burner ¦ HRSG(V) - Fuel Gas Skid Arrangement Drawing for Duct Burner ¦ HRSG(V) - Arrangement of Casing Flow Baffle | Kept bypass stack arrangement separate because it is a distinct physical scope and explicitly referenced in sources.
117 | HRSG Vendor Document List | HRSG | Mechanical | General Assembly | Bypass system | Bypass stack | Bypass stack | HRSG Bypass Stack General Assembly | Vendor | Source-Grounded | Approved Source-Grounded | 1714 | Turkistan | CCP-W-B114-02-ME-H05-1010 ¦ CCP-W-B114-02-ME-B05-0014 ¦ CCP-W-B114-02-ME-B05-1005 ¦ CCP-W-B114-02-ME-B05-0051 ¦ CCP-W-B114-02-ME-B05-0052 | HRSG_Diverter Damper - HPU General Assembly ¦ HRSG_Pressure Part General Assembly ¦ HRSG_Diverter Damper - General Assembly ¦ HRSG_Exhaust Stack General Assembly ¦ HRSG_Bypass Stack General Assembly | Bypass stack GA explicitly listed; retained under Bypass system.
118 | HRSG Vendor Document List | HRSG | Mechanical | General Arrangement Drawing | Bypass system | Bypass stack | Diverter & Guillotine Damper | Diverter & Guillotine Damper General Arrangement Drawing | Vendor | Source-Grounded | Approved Source-Grounded | 5934 ¦ 6638 | Fadhili ¦ Grati ¦ Karabatan ¦ Turkistan ¦ Ukudu ¦ R&N | GRT-YD00-P0BJC-156048 ¦ T16182-UE00-P0LB-122007 ¦ GRT-UE00-P1H-300006 ¦ GRT-YT01-P0BJP-156317 ¦ GRT-YT01-P0BJ0-156312 ¦ GRT-YT01-P0BJN-156307 ¦ T14211-7318-02-ME-B01-001 ¦ T14211-7318-02-ME-B01-002 ¦ T14211-7318-02-ME-B01-005 ¦ T14211-7318-02-ME-B16-103 ¦ T14211-7318-02-ME-B05-401~500 ¦ CCP-W-B114-02-ME-B01-0044 ¦ CCP-W-B114-02-ME-B05-0049 ¦ SAU4005-G011-HNE-&ELU-05111 ¦ SAU4005-G011-UHA-&MLH-04867 ¦ SAU4005-G011-UHB-&MTL-04868 ¦ SAU4005-G011-UHB-&MTL-04870 ¦ SAU4005-G011-UHB-&MTL-04871 ¦ SAU4005-G011-UHB-&MTL-04872 ¦ SAU4005-G011-HYA-&ELU-04931 ¦ SAU4005-G011-HNY-&MLU-04966 ¦ SAU4005-G011-HNY-&MLU-04969 ¦ SAU4005-G011-HHA-&MDA-05008 ¦ SAU4005-G011-HHA-&MLU-05010 ¦ SAU4005-G011-UHB-&MTL-05085 | General Arrangement HRSG Unit MCC ¦ HRSG - GENERAL ARRANGEMENT ¦ [HRSG]_GENERAL ARRANGEMENT ¦ General Arrangement HRSG PDB-3 ¦ General Arrangement HRSG PDB-2 ¦ General Arrangement HRSG PDB-1 ¦ HRSG_General arrangement of HRSG (Right side elevation view) ¦ HRSG_General arrangement of HRSG (Left side elevation view) ¦ HRSG_General arrangement of HRSG (Front section Elevation view) ¦ HRSG_General Arrangement Drawing for Diverter & Guillotine Damper ¦ HRSG_ARRANGEMENT OF CASING & FILED ERECTION ¦ HRSG_General Arrangement ¦ HRSG_Arrangement of Casing ¦ HRSG_GENERAL ARRANGEMENT ¦ HRSG(V) - General Arrangement Drawing for Analyzer Cabinet. ¦ HRSG(V) - General Arrangement ¦ HRSG(V) - Arrangement of Casing ¦ HRSG(V) - Arrangement of Main Stack ¦ HRSG(V) - Arrangement of Bypass Stack ¦ HRSG(V) - General Arrangement Drawing for Diverter & Guillotine Damper ¦ HRSG(V) - General Arrangement drawing for CEMS Room ¦ HRSG(V) - General Arrangement Drawing of Ammonia Storage Area for SCR ¦ HRSG(V) - Vaporizer Arrangement Drawing ¦ HRSG(V) - General Arrangement for Duct Burner ¦ HRSG(V) - Fuel Gas Skid Arrangement Drawing for Duct Burner ¦ HRSG(V) - Arrangement of Casing Flow Baffle | Merged repeated GA references for diverter & guillotine damper under HRSG package.
119 | HRSG Vendor Document List | HRSG | Mechanical | General Assembly | Bypass system | Bypass stack | Diverter damper | HRSG Diverter Damper General Assembly | Vendor | Source-Grounded | Approved Source-Grounded | 1714 | Turkistan | CCP-W-B114-02-ME-H05-1010 ¦ CCP-W-B114-02-ME-B05-0014 ¦ CCP-W-B114-02-ME-B05-1005 ¦ CCP-W-B114-02-ME-B05-0051 ¦ CCP-W-B114-02-ME-B05-0052 | HRSG_Diverter Damper - HPU General Assembly ¦ HRSG_Pressure Part General Assembly ¦ HRSG_Diverter Damper - General Assembly ¦ HRSG_Exhaust Stack General Assembly ¦ HRSG_Bypass Stack General Assembly | Separated diverter damper GA from other general assemblies listed in same source row.
120 | HRSG Vendor Document List | HRSG | Mechanical | General Assembly | Bypass system | Bypass stack | Diverter damper HPU | HRSG Diverter Damper HPU General Assembly | Vendor | Source-Grounded | Approved Source-Grounded | 1714 | Turkistan | CCP-W-B114-02-ME-H05-1010 ¦ CCP-W-B114-02-ME-B05-0014 ¦ CCP-W-B114-02-ME-B05-1005 ¦ CCP-W-B114-02-ME-B05-0051 ¦ CCP-W-B114-02-ME-B05-0052 | HRSG_Diverter Damper - HPU General Assembly ¦ HRSG_Pressure Part General Assembly ¦ HRSG_Diverter Damper - General Assembly ¦ HRSG_Exhaust Stack General Assembly ¦ HRSG_Bypass Stack General Assembly | Explicit HPU general assembly listed; kept as distinct equipment deliverable.
121 | HRSG Vendor Document List | HRSG | Mechanical | General Arrangement Drawing | Chemical dosing system | Bypass stack | Ammonia Storage Area for SCR | Ammonia Storage Area General Arrangement Drawing (SCR) | Vendor | Source-Grounded | Approved Source-Grounded | 6638 | R&N | SAU4005-G011-HNE-&ELU-05111 ¦ SAU4005-G011-UHA-&MLH-04867 ¦ SAU4005-G011-UHB-&MTL-04868 ¦ SAU4005-G011-UHB-&MTL-04870 ¦ SAU4005-G011-UHB-&MTL-04871 ¦ SAU4005-G011-UHB-&MTL-04872 ¦ SAU4005-G011-HYA-&ELU-04931 ¦ SAU4005-G011-HNY-&MLU-04966 ¦ SAU4005-G011-HNY-&MLU-04969 ¦ SAU4005-G011-HHA-&MDA-05008 ¦ SAU4005-G011-HHA-&MLU-05010 ¦ SAU4005-G011-UHB-&MTL-05085 | HRSG(V) - General Arrangement Drawing for Analyzer Cabinet. ¦ HRSG(V) - General Arrangement ¦ HRSG(V) - Arrangement of Casing ¦ HRSG(V) - Arrangement of Main Stack ¦ HRSG(V) - Arrangement of Bypass Stack ¦ HRSG(V) - General Arrangement Drawing for Diverter & Guillotine Damper ¦ HRSG(V) - General Arrangement drawing for CEMS Room ¦ HRSG(V) - General Arrangement Drawing of Ammonia Storage Area for SCR ¦ HRSG(V) - Vaporizer Arrangement Drawing ¦ HRSG(V) - General Arrangement for Duct Burner ¦ HRSG(V) - Fuel Gas Skid Arrangement Drawing for Duct Burner ¦ HRSG(V) - Arrangement of Casing Flow Baffle | Added ammonia storage area GA drawing as explicitly referenced under HRSG(V) SCR arrangements.
122 | HRSG Vendor Document List | HRSG | Mechanical | Design Calculation | Chemical dosing system | Bypass stack | Blowdown tank | HRSG ASME Strength Calculation Sheet for Blowdown Tank | Vendor | Source-Grounded | Approved Source-Grounded | 1728 | Fadhili ¦ Karabatan | T16182-XW03-P0LA-110048 ¦ T16182-YT01-P0LB-122101 ¦ T16182-YT10-P0SGC-138121 ¦ T16182-YT10-P0ZEN-152226 ¦ T14211-7318-02-ME-F02-002 ¦ T14211-7318-02-ME-F02-003 ¦ T14211-7318-02-ME-F10-001 ¦ T14211-7318-02-ME-F10-002 ¦ T14211-7318-02-ME-F01-001 ¦ T14211-7318-02-ME-F01-002 ¦ T14211-7318-02-ME-F08-001 | SIZING CALCULATION FOR HRSG FEEDWATER PUMP ¦ HRSG - ILLUMINATION CALCULATION ¦ HYDRAULIC CALCULATION OF WATER SPRAY SYSTEM FOR BURNER FOR HRSG ¦ ILLUMINATION CALCULATION - CHEMICAL DOSING SHELTER FOR HRSG ¦ HRSG_STRENGTH CALCULATION REPORT FOR HRSG STACK ¦ HRSG_STRENGTH CALCULATION REPORT FOR HRSG BYPASS STACK ¦ HRSG_ASME Strength Calculation Sheet for Drum ¦ HRSG_ASME Strength Calculation Sheet for Blowdown Tank ¦ HRSG_ASME Strength calculation Sheets for Header ¦ HRSG_ASME Strength Calculation for Link ¦ HRSG_Calculation of each Drum Volume | Explicit ASME strength calculation sheet for blowdown tank in source titles; mapped to Drain System.
123 | HRSG Vendor Document List | HRSG | Mechanical | Design Calculation | Chemical dosing system | Bypass stack | Bypass stack | HRSG Bypass Stack Strength Calculation Report | Vendor | Source-Grounded | Approved Source-Grounded | 1728 | Fadhili ¦ Karabatan | T16182-XW03-P0LA-110048 ¦ T16182-YT01-P0LB-122101 ¦ T16182-YT10-P0SGC-138121 ¦ T16182-YT10-P0ZEN-152226 ¦ T14211-7318-02-ME-F02-002 ¦ T14211-7318-02-ME-F02-003 ¦ T14211-7318-02-ME-F10-001 ¦ T14211-7318-02-ME-F10-002 ¦ T14211-7318-02-ME-F01-001 ¦ T14211-7318-02-ME-F01-002 ¦ T14211-7318-02-ME-F08-001 | SIZING CALCULATION FOR HRSG FEEDWATER PUMP ¦ HRSG - ILLUMINATION CALCULATION ¦ HYDRAULIC CALCULATION OF WATER SPRAY SYSTEM FOR BURNER FOR HRSG ¦ ILLUMINATION CALCULATION - CHEMICAL DOSING SHELTER FOR HRSG ¦ HRSG_STRENGTH CALCULATION REPORT FOR HRSG STACK ¦ HRSG_STRENGTH CALCULATION REPORT FOR HRSG BYPASS STACK ¦ HRSG_ASME Strength Calculation Sheet for Drum ¦ HRSG_ASME Strength Calculation Sheet for Blowdown Tank ¦ HRSG_ASME Strength calculation Sheets for Header ¦ HRSG_ASME Strength Calculation for Link ¦ HRSG_Calculation of each Drum Volume | Extracted from multi-topic calculation row; explicitly 'STRENGTH CALCULATION REPORT FOR HRSG BYPASS STACK'.
124 | HRSG Vendor Document List | HRSG | Mechanical | Design Calculation | Chemical dosing system | Bypass stack | Duct burner water spray system | HRSG Duct Burner Water Spray System Hydraulic Calculation | Vendor | Source-Grounded | Approved Source-Grounded | 1728 | Fadhili ¦ Karabatan | T16182-XW03-P0LA-110048 ¦ T16182-YT01-P0LB-122101 ¦ T16182-YT10-P0SGC-138121 ¦ T16182-YT10-P0ZEN-152226 ¦ T14211-7318-02-ME-F02-002 ¦ T14211-7318-02-ME-F02-003 ¦ T14211-7318-02-ME-F10-001 ¦ T14211-7318-02-ME-F10-002 ¦ T14211-7318-02-ME-F01-001 ¦ T14211-7318-02-ME-F01-002 ¦ T14211-7318-02-ME-F08-001 | SIZING CALCULATION FOR HRSG FEEDWATER PUMP ¦ HRSG - ILLUMINATION CALCULATION ¦ HYDRAULIC CALCULATION OF WATER SPRAY SYSTEM FOR BURNER FOR HRSG ¦ ILLUMINATION CALCULATION - CHEMICAL DOSING SHELTER FOR HRSG ¦ HRSG_STRENGTH CALCULATION REPORT FOR HRSG STACK ¦ HRSG_STRENGTH CALCULATION REPORT FOR HRSG BYPASS STACK ¦ HRSG_ASME Strength Calculation Sheet for Drum ¦ HRSG_ASME Strength Calculation Sheet for Blowdown Tank ¦ HRSG_ASME Strength calculation Sheets for Header ¦ HRSG_ASME Strength Calculation for Link ¦ HRSG_Calculation of each Drum Volume | Source title indicates hydraulic calculation of water spray system for burner; best-fit L1 is Fire Fighting System (water spray) within allowed taxonomy.
125 | HRSG Vendor Document List | HRSG | Mechanical | Design Calculation | Chemical dosing system | Bypass stack | Stack | HRSG Stack Strength Calculation Report | Vendor | Source-Grounded | Approved Source-Grounded | 1728 | Fadhili ¦ Karabatan | T16182-XW03-P0LA-110048 ¦ T16182-YT01-P0LB-122101 ¦ T16182-YT10-P0SGC-138121 ¦ T16182-YT10-P0ZEN-152226 ¦ T14211-7318-02-ME-F02-002 ¦ T14211-7318-02-ME-F02-003 ¦ T14211-7318-02-ME-F10-001 ¦ T14211-7318-02-ME-F10-002 ¦ T14211-7318-02-ME-F01-001 ¦ T14211-7318-02-ME-F01-002 ¦ T14211-7318-02-ME-F08-001 | SIZING CALCULATION FOR HRSG FEEDWATER PUMP ¦ HRSG - ILLUMINATION CALCULATION ¦ HYDRAULIC CALCULATION OF WATER SPRAY SYSTEM FOR BURNER FOR HRSG ¦ ILLUMINATION CALCULATION - CHEMICAL DOSING SHELTER FOR HRSG ¦ HRSG_STRENGTH CALCULATION REPORT FOR HRSG STACK ¦ HRSG_STRENGTH CALCULATION REPORT FOR HRSG BYPASS STACK ¦ HRSG_ASME Strength Calculation Sheet for Drum ¦ HRSG_ASME Strength Calculation Sheet for Blowdown Tank ¦ HRSG_ASME Strength calculation Sheets for Header ¦ HRSG_ASME Strength Calculation for Link ¦ HRSG_Calculation of each Drum Volume | Extracted from multi-topic calculation row; explicitly 'STRENGTH CALCULATION REPORT FOR HRSG STACK'.
126 | HRSG Vendor Document List | HRSG | Mechanical | General Arrangement Drawing | Chemical dosing system | Bypass stack | Vaporizer | Vaporizer Arrangement Drawing | Vendor | Source-Grounded | Approved Source-Grounded | 6638 | R&N | SAU4005-G011-HNE-&ELU-05111 ¦ SAU4005-G011-UHA-&MLH-04867 ¦ SAU4005-G011-UHB-&MTL-04868 ¦ SAU4005-G011-UHB-&MTL-04870 ¦ SAU4005-G011-UHB-&MTL-04871 ¦ SAU4005-G011-UHB-&MTL-04872 ¦ SAU4005-G011-HYA-&ELU-04931 ¦ SAU4005-G011-HNY-&MLU-04966 ¦ SAU4005-G011-HNY-&MLU-04969 ¦ SAU4005-G011-HHA-&MDA-05008 ¦ SAU4005-G011-HHA-&MLU-05010 ¦ SAU4005-G011-UHB-&MTL-05085 | HRSG(V) - General Arrangement Drawing for Analyzer Cabinet. ¦ HRSG(V) - General Arrangement ¦ HRSG(V) - Arrangement of Casing ¦ HRSG(V) - Arrangement of Main Stack ¦ HRSG(V) - Arrangement of Bypass Stack ¦ HRSG(V) - General Arrangement Drawing for Diverter & Guillotine Damper ¦ HRSG(V) - General Arrangement drawing for CEMS Room ¦ HRSG(V) - General Arrangement Drawing of Ammonia Storage Area for SCR ¦ HRSG(V) - Vaporizer Arrangement Drawing ¦ HRSG(V) - General Arrangement for Duct Burner ¦ HRSG(V) - Fuel Gas Skid Arrangement Drawing for Duct Burner ¦ HRSG(V) - Arrangement of Casing Flow Baffle | Included vaporizer arrangement drawing as explicitly referenced.
127 | HRSG Vendor Document List | HRSG | Mechanical | Drawing | Chemical dosing system | HRSG | Ammonia Supply Pump | Ammonia Supply Pump Drawing (HRSG SCR) | Vendor | Source-Grounded | Approved Source-Grounded | 12 | Fadhili ¦ Karabatan ¦ R&N ¦ Ukudu | SAU4005-G000-UEL-&CTB-01260 ¦ T16182-YL22-P0GHC-129056 ¦ T14211-7334-17-ME-016-004 | Fuel Oil pump Shed - Architectural Drawing ¦ CHILLED WATER DISTRIBUTION PUMP - NAME PLATE DRAWING ¦ Technical Data & Drawing for Condensate Return Pump ¦ AMMONIA SUPPLY PUMP DATA SHEET & DRAWING FOR HRSG SCR | From source title 'AMMONIA SUPPLY PUMP DATA SHEET & DRAWING FOR HRSG SCR'; split drawing from datasheet.
128 | HRSG Vendor Document List | HRSG | Mechanical | Drawing | Condensate System | HRSG | Condensate Return Pump | Condensate Return Pump Drawing | Vendor | Source-Grounded | Approved Source-Grounded | 12 | Fadhili ¦ Karabatan ¦ R&N ¦ Ukudu | SAU4005-G000-UEL-&CTB-01260 ¦ T16182-YL22-P0GHC-129056 ¦ T14211-7334-17-ME-016-004 | Fuel Oil pump Shed - Architectural Drawing ¦ CHILLED WATER DISTRIBUTION PUMP - NAME PLATE DRAWING ¦ Technical Data & Drawing for Condensate Return Pump ¦ AMMONIA SUPPLY PUMP DATA SHEET & DRAWING FOR HRSG SCR | From source title 'Technical Data & Drawing for Condensate Return Pump'; split drawing from datasheet.
129 | HRSG Vendor Document List | HRSG | Mechanical | Outline Drawing | Drain System | Bypass stack | Blowdown Tank | Blowdown Tank Equipment Outline Drawing | Vendor | Source-Grounded | Approved Source-Grounded | 5596 | Fadhili ¦ Grati ¦ Karabatan ¦ R&N ¦ Turkistan ¦ Ukudu | SAU4005-G000-B__-&EMA-00693 ¦ T16182-YK00-P0LB-122072 ¦ GRT-YK01-P1H-300048 ¦ T14211-7318-02-ME-H24-001 ¦ T14211-7318-02-ME-H24-001~200 ¦ T16182-XB02-P0LB-122019 ¦ T16182-YD00-P0LB-122055 ¦ T16182-YK00-P0LB-122071 ¦ GRT-YD00-P1H-300036 ¦ T14211-7318-02-ME-B33-004 ¦ T14211-7318-02-ME-B05-101 ¦ T14211-7318-02-ME-B16-126 ¦ T14211-7318-02-ME-B05-152 ¦ T14211-7318-02-ME-B16-106 ¦ T14211-7318-02-ME-B16-109 ¦ T14211-7318-02-ME-B05-102 ¦ T14211-7318-02-ME-B05-201~240 ¦ CCP-W-B114-02-ME-P05-0074 ¦ CCP-W-B114-02-ME-P05-0078 ¦ CCP-W-B114-02-ME-P05-0081 ¦ T16182-YK01-P0LB-122074 ¦ GRT-YK10-P1H-300050 ¦ T14211-7318-02-ME-P05-001 ¦ T14211-7318-02-ME-B05-201 | Cable Interconnection document for HRSG and Auxiliaries (Termination details in Excel File) ¦ HRSG - INSTRUMENT INSTALLATION DETAIL DRAWINGS ¦ [HRSG]_INSTRUMENT INSTALLATION DETAIL DRAWINGS ¦ [DCR] Change HRSG Instrument installation detail drawing (GRT-YK01-P1H-300048) ¦ [DCR] Modification of HRSG Instrument installation detail drawing (GRT-YK01-P1H-300048) ¦ HRSG_Instrument Installation Detail Drawings ¦ HRSG_INSTRUMENT INSTALLATION DETAIL DRAWINGS ¦ HRSG - ANCHOR BOLT & TEMPLATE DETAIL FOR STACK ¦ HRSG - EQUIPMENT OUTLINE DRAWING FOR BLOWDOWN TANK ¦ HRSG - LINK ASSEMBLY DRAWING ¦ [HRSG]_EQUIPMENT OUTLINE DRAWING FOR BLOWDOWN TANK ¦ HRSG_Anchor bolt & template detail for HRSG main stack ¦ HRSG_Assembly drawing for HP Steam Drum ¦ HRSG_Shop Assembly drawing for Transition Inlet duct ¦ HRSG_Equipment Outline Drawing for Blowdown Tank ¦ HRSG_Detailed Flange Interface Drawing at Terminal Point for Diverter & Guillotine Damper ¦ HRSG_Local Panel Assembly Drawing for Diverter & Guillotine Damper ¦ HRSG_Detail of External Attachment for H.P Steam Drum ¦ HRSG_Link Assembly Drawing ¦ HRSG_LB On-Off Valves - Assembly Drawings ¦ HRSG_SB On-Off Valves - Assembly Drawings ¦ HRSG_Drain Valves - Assembly Drawings ¦ HRSG_BASE PLATE AND ANCHOR BOLT DETAIL FOR HRSG MAIN STACK ¦ HRSG_BASE PLATE AND ANCHOR BOLT DETAIL FOR BYPASS STACK ¦ HRSG - MANUAL VALVE ASSEMBLY DRAWING FOR EXTERNAL PIPING ¦ [HRSG]_MANUAL VALVE ASSEMBLY DRAWING FOR EXTERNAL PIPING ¦ HRSG_MANUAL VALVE ASSEMBLY DRAWING FOR HRSG EXTERNAL PIPING ¦ HRSG_Assembly drawing for Link pipe | Standardized explicit blowdown tank outline drawing references into one deliverable.
130 | HRSG Vendor Document List | HRSG | Mechanical | Line | Drain System | HRSG | Module Drain & Vent Line | HRSG Module Drain & Vent Line | Vendor | Source-Grounded | Approved Source-Grounded | 2794 | Karabatan | T14211-7318-02-ME-B05-221 | HRSG_Module Drain & Vent Line | Classified under Drain System due to drain/vent line content; single source row.
131 | HRSG Vendor Document List | HRSG | Mechanical | Outline Drawing | Drain System | valve | Blowdown tank | HRSG Blowdown Tank Equipment Outline Drawing | Vendor | Source-Grounded | Approved Source-Grounded | 6900 | R&N | SAU4005-G011-HYA-&ELD-04914 ¦ SAU4005-G011-HAA-&MDD-04822 ¦ SAU4005-G011-HAA-&MDD-04823 ¦ SAU4005-G011-HAA-&MDD-04824 ¦ SAU4005-G011-HAA-&MDD-04825 ¦ SAU4005-G011-HAA-&MLU-04828 ¦ SAU4005-G011-HAA-&MLU-04829 ¦ SAU4005-G011-HYA-&ELU-04915 ¦ SAU4005-G011-HAA-&MTC-05071 ¦ SAU4005-G011-HAA-&MTC-05072 ¦ SAU4005-G011-HNY-&MLU-05128 ¦ SAU4005-G011-H__-&MDD-05141 ¦ SAU4005-G011-HA_-&MPA-04879 | HRSG(V) - Instrument Installation Detail Drawings ¦ HRSG(V) - Assembly Drawing of Steam Drum ¦ HRSG(V) - Detail of External Attachment of Steam Drum ¦ HRSG(V) - Internal Assembly Drawing of Steam Drum ¦ HRSG(V) - HP Steam Drum Name Plate Detail ¦ HRSG(V) - Equipment Outline Drawing for Blowdown Tank ¦ HRSG(V) - Link Assembly Drawing ¦ HRSG(V) - Local Panel Assembly Drawing for Diverter & Guillotine Damper ¦ HRSG(V) - Internal Tray Enclosure Detail for Deaerator ¦ HRSG(V) - Internal Spray Header Detail for Deaerator ¦ HRSG(V) - Assembly Drawing for Ammonia Unloading Area Shed ¦ HRSG(V) – HP, RH Section Dissimilar Metal Weld Analysis Report ¦ HRSG(V) - Manual Valve List and ASSEMBLY Drawing for HRSG Piping | Explicit 'Equipment Outline Drawing for Blowdown Tank' in source titles; mapped to Drain System.
132 | HRSG Vendor Document List | HRSG | Mechanical | General Arrangement Drawing | EXHAUST SYSTEM | Bypass stack | Casing | HRSG Casing Arrangement Drawings | Vendor | Source-Grounded | Approved Source-Grounded | 5934 ¦ 6638 | Fadhili ¦ Grati ¦ Karabatan ¦ Turkistan ¦ Ukudu ¦ R&N | GRT-YD00-P0BJC-156048 ¦ T16182-UE00-P0LB-122007 ¦ GRT-UE00-P1H-300006 ¦ GRT-YT01-P0BJP-156317 ¦ GRT-YT01-P0BJ0-156312 ¦ GRT-YT01-P0BJN-156307 ¦ T14211-7318-02-ME-B01-001 ¦ T14211-7318-02-ME-B01-002 ¦ T14211-7318-02-ME-B01-005 ¦ T14211-7318-02-ME-B16-103 ¦ T14211-7318-02-ME-B05-401~500 ¦ CCP-W-B114-02-ME-B01-0044 ¦ CCP-W-B114-02-ME-B05-0049 ¦ SAU4005-G011-HNE-&ELU-05111 ¦ SAU4005-G011-UHA-&MLH-04867 ¦ SAU4005-G011-UHB-&MTL-04868 ¦ SAU4005-G011-UHB-&MTL-04870 ¦ SAU4005-G011-UHB-&MTL-04871 ¦ SAU4005-G011-UHB-&MTL-04872 ¦ SAU4005-G011-HYA-&ELU-04931 ¦ SAU4005-G011-HNY-&MLU-04966 ¦ SAU4005-G011-HNY-&MLU-04969 ¦ SAU4005-G011-HHA-&MDA-05008 ¦ SAU4005-G011-HHA-&MLU-05010 ¦ SAU4005-G011-UHB-&MTL-05085 | General Arrangement HRSG Unit MCC ¦ HRSG - GENERAL ARRANGEMENT ¦ [HRSG]_GENERAL ARRANGEMENT ¦ General Arrangement HRSG PDB-3 ¦ General Arrangement HRSG PDB-2 ¦ General Arrangement HRSG PDB-1 ¦ HRSG_General arrangement of HRSG (Right side elevation view) ¦ HRSG_General arrangement of HRSG (Left side elevation view) ¦ HRSG_General arrangement of HRSG (Front section Elevation view) ¦ HRSG_General Arrangement Drawing for Diverter & Guillotine Damper ¦ HRSG_ARRANGEMENT OF CASING & FILED ERECTION ¦ HRSG_General Arrangement ¦ HRSG_Arrangement of Casing ¦ HRSG_GENERAL ARRANGEMENT ¦ HRSG(V) - General Arrangement Drawing for Analyzer Cabinet. ¦ HRSG(V) - General Arrangement ¦ HRSG(V) - Arrangement of Casing ¦ HRSG(V) - Arrangement of Main Stack ¦ HRSG(V) - Arrangement of Bypass Stack ¦ HRSG(V) - General Arrangement Drawing for Diverter & Guillotine Damper ¦ HRSG(V) - General Arrangement drawing for CEMS Room ¦ HRSG(V) - General Arrangement Drawing of Ammonia Storage Area for SCR ¦ HRSG(V) - Vaporizer Arrangement Drawing ¦ HRSG(V) - General Arrangement for Duct Burner ¦ HRSG(V) - Fuel Gas Skid Arrangement Drawing for Duct Burner ¦ HRSG(V) - Arrangement of Casing Flow Baffle | Split casing arrangement out from overall HRSG GA because sources explicitly call out 'Arrangement of Casing' and casing/field erection arrangements.
133 | HRSG Vendor Document List | HRSG | Mechanical | General Assembly | EXHAUST SYSTEM | Bypass stack | Exhaust stack | HRSG Exhaust Stack General Assembly | Vendor | Source-Grounded | Approved Source-Grounded | 1714 | Turkistan | CCP-W-B114-02-ME-H05-1010 ¦ CCP-W-B114-02-ME-B05-0014 ¦ CCP-W-B114-02-ME-B05-1005 ¦ CCP-W-B114-02-ME-B05-0051 ¦ CCP-W-B114-02-ME-B05-0052 | HRSG_Diverter Damper - HPU General Assembly ¦ HRSG_Pressure Part General Assembly ¦ HRSG_Diverter Damper - General Assembly ¦ HRSG_Exhaust Stack General Assembly ¦ HRSG_Bypass Stack General Assembly | Separated exhaust stack GA from bypass stack GA per source titles.
134 | HRSG Vendor Document List | HRSG | Mechanical | Arrangement | EXHAUST SYSTEM | Bypass stack | Main Stack | HRSG Main Stack Arrangement Drawing | Vendor | Source-Grounded | Approved Source-Grounded | 6638 | R&N | SAU4005-G011-HNE-&ELU-05111 ¦ SAU4005-G011-UHA-&MLH-04867 ¦ SAU4005-G011-UHB-&MTL-04868 ¦ SAU4005-G011-UHB-&MTL-04870 ¦ SAU4005-G011-UHB-&MTL-04871 ¦ SAU4005-G011-UHB-&MTL-04872 ¦ SAU4005-G011-HYA-&ELU-04931 ¦ SAU4005-G011-HNY-&MLU-04966 ¦ SAU4005-G011-HNY-&MLU-04969 ¦ SAU4005-G011-HHA-&MDA-05008 ¦ SAU4005-G011-HHA-&MLU-05010 ¦ SAU4005-G011-UHB-&MTL-05085 | HRSG(V) - General Arrangement Drawing for Analyzer Cabinet. ¦ HRSG(V) - General Arrangement ¦ HRSG(V) - Arrangement of Casing ¦ HRSG(V) - Arrangement of Main Stack ¦ HRSG(V) - Arrangement of Bypass Stack ¦ HRSG(V) - General Arrangement Drawing for Diverter & Guillotine Damper ¦ HRSG(V) - General Arrangement drawing for CEMS Room ¦ HRSG(V) - General Arrangement Drawing of Ammonia Storage Area for SCR ¦ HRSG(V) - Vaporizer Arrangement Drawing ¦ HRSG(V) - General Arrangement for Duct Burner ¦ HRSG(V) - Fuel Gas Skid Arrangement Drawing for Duct Burner ¦ HRSG(V) - Arrangement of Casing Flow Baffle | Created specific stack arrangement deliverable supported by explicit 'Arrangement of Main Stack' source title.
135 | HRSG Vendor Document List | HRSG | Mechanical | Detail Drawing | EXHAUST SYSTEM | Bypass stack | Main Stack | Main Stack Anchor Bolt & Template Detail | Vendor | Source-Grounded | Approved Source-Grounded | 5596 | Fadhili ¦ Grati ¦ Karabatan ¦ R&N ¦ Turkistan ¦ Ukudu | SAU4005-G000-B__-&EMA-00693 ¦ T16182-YK00-P0LB-122072 ¦ GRT-YK01-P1H-300048 ¦ T14211-7318-02-ME-H24-001 ¦ T14211-7318-02-ME-H24-001~200 ¦ T16182-XB02-P0LB-122019 ¦ T16182-YD00-P0LB-122055 ¦ T16182-YK00-P0LB-122071 ¦ GRT-YD00-P1H-300036 ¦ T14211-7318-02-ME-B33-004 ¦ T14211-7318-02-ME-B05-101 ¦ T14211-7318-02-ME-B16-126 ¦ T14211-7318-02-ME-B05-152 ¦ T14211-7318-02-ME-B16-106 ¦ T14211-7318-02-ME-B16-109 ¦ T14211-7318-02-ME-B05-102 ¦ T14211-7318-02-ME-B05-201~240 ¦ CCP-W-B114-02-ME-P05-0074 ¦ CCP-W-B114-02-ME-P05-0078 ¦ CCP-W-B114-02-ME-P05-0081 ¦ T16182-YK01-P0LB-122074 ¦ GRT-YK10-P1H-300050 ¦ T14211-7318-02-ME-P05-001 ¦ T14211-7318-02-ME-B05-201 | Cable Interconnection document for HRSG and Auxiliaries (Termination details in Excel File) ¦ HRSG - INSTRUMENT INSTALLATION DETAIL DRAWINGS ¦ [HRSG]_INSTRUMENT INSTALLATION DETAIL DRAWINGS ¦ [DCR] Change HRSG Instrument installation detail drawing (GRT-YK01-P1H-300048) ¦ [DCR] Modification of HRSG Instrument installation detail drawing (GRT-YK01-P1H-300048) ¦ HRSG_Instrument Installation Detail Drawings ¦ HRSG_INSTRUMENT INSTALLATION DETAIL DRAWINGS ¦ HRSG - ANCHOR BOLT & TEMPLATE DETAIL FOR STACK ¦ HRSG - EQUIPMENT OUTLINE DRAWING FOR BLOWDOWN TANK ¦ HRSG - LINK ASSEMBLY DRAWING ¦ [HRSG]_EQUIPMENT OUTLINE DRAWING FOR BLOWDOWN TANK ¦ HRSG_Anchor bolt & template detail for HRSG main stack ¦ HRSG_Assembly drawing for HP Steam Drum ¦ HRSG_Shop Assembly drawing for Transition Inlet duct ¦ HRSG_Equipment Outline Drawing for Blowdown Tank ¦ HRSG_Detailed Flange Interface Drawing at Terminal Point for Diverter & Guillotine Damper ¦ HRSG_Local Panel Assembly Drawing for Diverter & Guillotine Damper ¦ HRSG_Detail of External Attachment for H.P Steam Drum ¦ HRSG_Link Assembly Drawing ¦ HRSG_LB On-Off Valves - Assembly Drawings ¦ HRSG_SB On-Off Valves - Assembly Drawings ¦ HRSG_Drain Valves - Assembly Drawings ¦ HRSG_BASE PLATE AND ANCHOR BOLT DETAIL FOR HRSG MAIN STACK ¦ HRSG_BASE PLATE AND ANCHOR BOLT DETAIL FOR BYPASS STACK ¦ HRSG - MANUAL VALVE ASSEMBLY DRAWING FOR EXTERNAL PIPING ¦ [HRSG]_MANUAL VALVE ASSEMBLY DRAWING FOR EXTERNAL PIPING ¦ HRSG_MANUAL VALVE ASSEMBLY DRAWING FOR HRSG EXTERNAL PIPING ¦ HRSG_Assembly drawing for Link pipe | Captured explicit 'ANCHOR BOLT & TEMPLATE DETAIL FOR STACK' as separate civil/mechanical interface detail deliverable.
136 | HRSG Vendor Document List | HRSG | Mechanical | Shop Assembly Drawing | EXHAUST SYSTEM | Bypass stack | Transition Inlet Duct | Transition Inlet Duct Shop Assembly Drawings | Vendor | Source-Grounded | Approved Source-Grounded | 5596 | Fadhili ¦ Grati ¦ Karabatan ¦ R&N ¦ Turkistan ¦ Ukudu | SAU4005-G000-B__-&EMA-00693 ¦ T16182-YK00-P0LB-122072 ¦ GRT-YK01-P1H-300048 ¦ T14211-7318-02-ME-H24-001 ¦ T14211-7318-02-ME-H24-001~200 ¦ T16182-XB02-P0LB-122019 ¦ T16182-YD00-P0LB-122055 ¦ T16182-YK00-P0LB-122071 ¦ GRT-YD00-P1H-300036 ¦ T14211-7318-02-ME-B33-004 ¦ T14211-7318-02-ME-B05-101 ¦ T14211-7318-02-ME-B16-126 ¦ T14211-7318-02-ME-B05-152 ¦ T14211-7318-02-ME-B16-106 ¦ T14211-7318-02-ME-B16-109 ¦ T14211-7318-02-ME-B05-102 ¦ T14211-7318-02-ME-B05-201~240 ¦ CCP-W-B114-02-ME-P05-0074 ¦ CCP-W-B114-02-ME-P05-0078 ¦ CCP-W-B114-02-ME-P05-0081 ¦ T16182-YK01-P0LB-122074 ¦ GRT-YK10-P1H-300050 ¦ T14211-7318-02-ME-P05-001 ¦ T14211-7318-02-ME-B05-201 | Cable Interconnection document for HRSG and Auxiliaries (Termination details in Excel File) ¦ HRSG - INSTRUMENT INSTALLATION DETAIL DRAWINGS ¦ [HRSG]_INSTRUMENT INSTALLATION DETAIL DRAWINGS ¦ [DCR] Change HRSG Instrument installation detail drawing (GRT-YK01-P1H-300048) ¦ [DCR] Modification of HRSG Instrument installation detail drawing (GRT-YK01-P1H-300048) ¦ HRSG_Instrument Installation Detail Drawings ¦ HRSG_INSTRUMENT INSTALLATION DETAIL DRAWINGS ¦ HRSG - ANCHOR BOLT & TEMPLATE DETAIL FOR STACK ¦ HRSG - EQUIPMENT OUTLINE DRAWING FOR BLOWDOWN TANK ¦ HRSG - LINK ASSEMBLY DRAWING ¦ [HRSG]_EQUIPMENT OUTLINE DRAWING FOR BLOWDOWN TANK ¦ HRSG_Anchor bolt & template detail for HRSG main stack ¦ HRSG_Assembly drawing for HP Steam Drum ¦ HRSG_Shop Assembly drawing for Transition Inlet duct ¦ HRSG_Equipment Outline Drawing for Blowdown Tank ¦ HRSG_Detailed Flange Interface Drawing at Terminal Point for Diverter & Guillotine Damper ¦ HRSG_Local Panel Assembly Drawing for Diverter & Guillotine Damper ¦ HRSG_Detail of External Attachment for H.P Steam Drum ¦ HRSG_Link Assembly Drawing ¦ HRSG_LB On-Off Valves - Assembly Drawings ¦ HRSG_SB On-Off Valves - Assembly Drawings ¦ HRSG_Drain Valves - Assembly Drawings ¦ HRSG_BASE PLATE AND ANCHOR BOLT DETAIL FOR HRSG MAIN STACK ¦ HRSG_BASE PLATE AND ANCHOR BOLT DETAIL FOR BYPASS STACK ¦ HRSG - MANUAL VALVE ASSEMBLY DRAWING FOR EXTERNAL PIPING ¦ [HRSG]_MANUAL VALVE ASSEMBLY DRAWING FOR EXTERNAL PIPING ¦ HRSG_MANUAL VALVE ASSEMBLY DRAWING FOR HRSG EXTERNAL PIPING ¦ HRSG_Assembly drawing for Link pipe | Standardized explicit shop assembly drawing for transition inlet duct into a deliverable.
137 | HRSG Vendor Document List | HRSG | Mechanical | Drawing | EXHAUST SYSTEM | HRSG | Terminal flange of GT exhaust duct and HRSG | Terminal Flange of GT Exhaust Duct and HRSG Drawing | Vendor | Source-Grounded | Approved Source-Grounded | 3139 | R&N | SAU4005-G011-MBR-&MTA-03154 | GT(V) - TERMINAL FLANGE OF GT EXHAUST DUCT & HRSG | Although equipment tagged GT(V) in source row, the subject explicitly includes HRSG interface; retained in HRSG vendor list as an exhaust interface deliverable and standardized title to subject.
138 | HRSG Vendor Document List | HRSG | Mechanical | Wiring Diagram | Electrical System | HRSG | Control Cabinet for Diverter Damper | HRSG Diverter Damper Control Cabinet Wiring Diagram | Vendor | Source-Grounded | Approved Source-Grounded | 2428 | R&N | SAU4005-G011-HYA-&EMA-04904 ¦ SAU4005-G011-HYA-&EDA-04927 | HRSG(V) - Wiring Diagram ¦ HRSG(V) - Control Cabinet Drawing for Diverter Damper (include Schematic and Wiring Diagram) | Combined wiring diagram evidence includes specific control cabinet drawing for diverter damper including wiring/schematic.
139 | HRSG Vendor Document List | HRSG | Mechanical | Wiring Diagram | Electrical System | HRSG | HRSG Control Wiring | HRSG Wiring Diagram | Vendor | Source-Grounded | Approved Source-Grounded | 2428 | R&N | SAU4005-G011-HYA-&EMA-04904 ¦ SAU4005-G011-HYA-&EDA-04927 | HRSG(V) - Wiring Diagram ¦ HRSG(V) - Control Cabinet Drawing for Diverter Damper (include Schematic and Wiring Diagram) | Kept general HRSG wiring diagram as separate deliverable from specific control cabinet wiring.
140 | HRSG Vendor Document List | HRSG | Mechanical | Panels | Electrical System | HRSG | LV Panels | HRSG LV Panels | Vendor | Source-Grounded | Approved Source-Grounded | 2753 | Turkistan | CCP-W-B114-02-ME-E14-0084 | HRSG_Low Voltage Panels | Classified panels under Electrical System; single source row.
141 | HRSG Vendor Document List | HRSG | Mechanical | General Arrangement Drawing | Fuel Gas System | Bypass stack | Fuel Gas Skid | Duct Burner Fuel Gas Skid Arrangement Drawing | Vendor | Source-Grounded | Approved Source-Grounded | 6638 | R&N | SAU4005-G011-HNE-&ELU-05111 ¦ SAU4005-G011-UHA-&MLH-04867 ¦ SAU4005-G011-UHB-&MTL-04868 ¦ SAU4005-G011-UHB-&MTL-04870 ¦ SAU4005-G011-UHB-&MTL-04871 ¦ SAU4005-G011-UHB-&MTL-04872 ¦ SAU4005-G011-HYA-&ELU-04931 ¦ SAU4005-G011-HNY-&MLU-04966 ¦ SAU4005-G011-HNY-&MLU-04969 ¦ SAU4005-G011-HHA-&MDA-05008 ¦ SAU4005-G011-HHA-&MLU-05010 ¦ SAU4005-G011-UHB-&MTL-05085 | HRSG(V) - General Arrangement Drawing for Analyzer Cabinet. ¦ HRSG(V) - General Arrangement ¦ HRSG(V) - Arrangement of Casing ¦ HRSG(V) - Arrangement of Main Stack ¦ HRSG(V) - Arrangement of Bypass Stack ¦ HRSG(V) - General Arrangement Drawing for Diverter & Guillotine Damper ¦ HRSG(V) - General Arrangement drawing for CEMS Room ¦ HRSG(V) - General Arrangement Drawing of Ammonia Storage Area for SCR ¦ HRSG(V) - Vaporizer Arrangement Drawing ¦ HRSG(V) - General Arrangement for Duct Burner ¦ HRSG(V) - Fuel Gas Skid Arrangement Drawing for Duct Burner ¦ HRSG(V) - Arrangement of Casing Flow Baffle | Included explicit fuel gas skid arrangement drawing for duct burner package.
142 | HRSG Vendor Document List | HRSG | Mechanical | Transmiter Speicification | Instrument & Control System | HRSG | Transmitters | HRSG Transmitter Specification | Vendor | Source-Grounded | Approved Source-Grounded | 2427 | R&N | SAU4005-G011-HYA-&EDA-04902 | HRSG(V) - Transmiter Speicification | Mapped to I&C due to transmitter specification nature; kept original document type spelling from source.
143 | HRSG Vendor Document List | HRSG | Mechanical | BOM | Piping System | HRSG | Internal Piping Insulation | HRSG Insulation Data & BOM for Internal Piping | Vendor | Source-Grounded | Approved Source-Grounded | 2731 | Fadhili ¦ Grati ¦ Karabatan | T16182-YQ03-P0LB-122086 ¦ GRT-YT01-P1H-300056 ¦ T14211-7318-02-ME-B05-102 ¦ T14211-7318-02-ME-B05-153 ¦ T14211-7318-02-ME-B05-107 ¦ T16182-YQ03-P0LB-122087 ¦ GRT-YT01-P1H-300057 ¦ T14211-7318-02-ME-B22-001 | HRSG - DATA & BOM OF INSULATION FOR BLOWDOWN TANK ¦ [HRSG]_DATA & BOM OF INSULATION FOR DRUM AND BLOWDOWN TANK ¦ HRSG_DATA & BOM OF INSULATION FOR DRUM ¦ HRSG_DATA & BOM OF INSULATION FOR B/D TANK ¦ HRSG - DATA & BOM OF INSULATION FOR INTERNAL PIPING ¦ [HRSG]_DATA & BOM OF INSULATION FOR INTERNAL PIPING ¦ HRSG_DATA & BOM OF INSULATION FOR INTERNAL PIPING | Internal piping insulation clearly indicated; classified under Piping System.
144 | HRSG Vendor Document List | HRSG | Mechanical | WPS&PQR | Piping System | Heat exchanger | HRSG Piping | HRSG WPS & PQR for Piping | Vendor | Source-Grounded | Approved Source-Grounded | 2673 | Grati | GRT-QA00-P0H-040008 ¦ GRT-QA00-P0H-040010 ¦ GRT-QA00-P0H-040012 ¦ GRT-QA00-P0H-040016 | [HRSG]_WPS&PQR for HRSG Heat Exchanger ¦ [HRSG]_WPS&PQR for HRSG HP Drum ¦ [HRSG]_WPS&PQR for HRSG LP Drum ¦ WPS&PQR for HRSG Piping | Source includes WPS&PQR for HRSG piping; classified under Piping System.
145 | HRSG Vendor Document List | HRSG | Mechanical | SYSTEM CONFIGURATION | Plant Control System | DCS | CEMS | HRSG CEMS System Configuration | Vendor | Source-Grounded | Approved Source-Grounded | 1774 | Ukudu |  | HRSG_SYSTEM CONFIGURATION FOR CEMS | Standardized from 'HRSG_SYSTEM CONFIGURATION FOR CEMS'; categorized under Plant Control System due to configuration nature.
146 | HRSG Vendor Document List | HRSG | Mechanical | ARRG`T | Plant General System | Bypass stack | Bypass Stack | HRSG Arrangement of Bypass Stack & Field Erection | Vendor | Source-Grounded | Approved Source-Grounded | 2763 | Karabatan | T14211-7318-02-ME-B05-501 ¦ T14211-7318-02-ME-B05-601 ¦ T14211-7318-02-ME-B05-501~600 ¦ T14211-7318-02-ME-B05-601~700 | HRSG_ARRG`T OF MAIN STACK & FIELD ERECTION ¦ HRSG_ARRG`T OF BYPASS STACK & FIELD ERECTION | Split main stack and bypass stack arrangements into separate deliverables; bypass stack maps to L2 taxonomy.
147 | HRSG Vendor Document List | HRSG | Mechanical | Technical Specification | Plant General System | Bypass stack | HRSG and Bypass Stack | HRSG and Bypass Stack Technical Specification | Vendor | Source-Grounded | Approved Source-Grounded | 2414 | R&N | SAU4005-G000-HA_-&MEC-00209 | Technical Specifications for HRSG and Bypass Stack | Retained combined package technical specification deliverable as stated in source title.
148 | HRSG Vendor Document List | HRSG | Mechanical | ARRG`T | Plant General System | Bypass stack | Main Stack | HRSG Arrangement of Main Stack & Field Erection | Vendor | Source-Grounded | Approved Source-Grounded | 2763 | Karabatan | T14211-7318-02-ME-B05-501 ¦ T14211-7318-02-ME-B05-601 ¦ T14211-7318-02-ME-B05-501~600 ¦ T14211-7318-02-ME-B05-601~700 | HRSG_ARRG`T OF MAIN STACK & FIELD ERECTION ¦ HRSG_ARRG`T OF BYPASS STACK & FIELD ERECTION | Preserved vendor-specific document type spelling 'ARRG`T' and standardized subject for main stack field erection.
149 | HRSG Vendor Document List | HRSG | Mechanical | Drawing | Plant General System | CONTROL VALVE | Control Valve | HRSG Control Valve Drawings | Vendor | Source-Grounded | Approved Source-Grounded | 1976 | Grati |  | [HRSG]_MOV DATASHEET & DRAWINGS ¦ [HRSG]_CV DATASHEET & DRAWINGS ¦ [HRSG]_DESH. DATASHEET & DRAWINGS ¦ [HRSG]_ SPEC. & DRAWING FOR PREHEATER RECIRCULATION PUMP | Split multi-item 'CV DATASHEET & DRAWINGS' bundle; kept drawings portion as separate deliverable.
150 | HRSG Vendor Document List | HRSG | Mechanical | Technical Data Sheet | Plant General System | CONTROL VALVE | Control Valve | HRSG Control Valve Technical Data Sheet | Vendor | Source-Grounded | Approved Source-Grounded | 1976 | Grati |  | [HRSG]_MOV DATASHEET & DRAWINGS ¦ [HRSG]_CV DATASHEET & DRAWINGS ¦ [HRSG]_DESH. DATASHEET & DRAWINGS ¦ [HRSG]_ SPEC. & DRAWING FOR PREHEATER RECIRCULATION PUMP | Split multi-item 'CV DATASHEET & DRAWINGS' bundle; kept datasheet portion as separate deliverable.
151 | HRSG Vendor Document List | HRSG | Mechanical | Technical Data Sheet | Plant General System | CONTROL VALVE | HRSG | HRSG Technical Data Sheet | Vendor | Source-Grounded | Approved Source-Grounded | 5466 | Fadhili ¦ Grati ¦ Karabatan ¦ Turkistan ¦ Ukudu | GRT-YT01-P0BJC-156051 ¦ T14211-7318-02-ME-B16-231 ¦ T16182-YT01-P0LB-122060 ¦ T16182-YT01-P0LB-122105 ¦ T16182-YT01-P0LB-122106 ¦ T14211-7318-02-ME-B16-114 ¦ T14211-7318-02-ME-B16-230 ¦ CCP-W-B114-02-ME-H21-1015 ¦ T16182-YT01-P0LB-122042 ¦ GRT-YT01-P0BJP-156315 ¦ GRT-YT01-P0BJ0-156315 ¦ GRT-YT01-P0BJN-156310 ¦ T14211-7318-ME-TDS-0001 ¦ T14211-7318-02-ME-E14-002 ¦ CCP-W-B114-02-ME-P99-0059 ¦ CCP-W-B114-02-ME-P05-0072 ¦ CCP-W-B114-02-ME-F01-0026 ¦ CCP-W-B114-02-ME-B05-1007 ¦ CCP-W-B114-02-ME-P05-0076 ¦ CCP-W-B114-02-ME-P05-0079 | Data Sheet HRSG Unit MCC ¦ HRSG_Cable Data Sheet for Duct Burner System ¦ HRSG - JUNCTION BOX DATASHEET FOR DUCT BURNER SYSTEM ¦ HRSG - INSTRUMENT SPECIFICATION & DATASHEET FOR DUCT BURNER SYSTEM ¦ HRSG - SHUT OFF AND CONTROL VALVE DATASHEET FOR DUCT BURNER SYSTEM ¦ HRSG_Instrument Data Sheet for Diverter & Guillotine Damper ¦ HRSG_Instruments & Control Valves Data Sheets for Duct Burner System ¦ HRSG_Diverter Damper - Instrument Data Sheet ¦ HRSG - COOLING AIR FAN & MOTOR DATASHEET FOR DUCT BURNER SYSTEM ¦ Data Sheet HRSG PDB-3 ¦ Data Sheet HRSG PDB-2 ¦ Data Sheet HRSG PDB-1 ¦ Technical Datasheet for HRSG ¦ HRSG_Aircraft warning light data sheet ¦ HRSG_Filters Data Sheet ¦ HRSG_LB On-Off Valves – Actuator Datasheet ¦ HRSG_Job Themal Data Sheet ¦ HRSG_Diverter Damper - Data Sheet ¦ HRSG_SB On-Off Valves - Actuator Datasheet ¦ HRSG_Drain Valves - Actuator Datasheet ¦ AMMONIA INJECTION NOZZLE DATA SHEET FOR HRSG SCR | Retained generic 'Technical Datasheet for HRSG' as package-level datasheet deliverable.
152 | HRSG Vendor Document List | HRSG | Mechanical | Drawing | Plant General System | Flow element | Ammonia Supply Pump | Ammonia Supply Pump Drawing | Vendor | Source-Grounded | Approved Source-Grounded | 2014 | R&N | SAU4005-G011-HYA-&EDA-04899 ¦ SAU4005-G011-HNY-&MDA-04971 ¦ SAU4005-G011-HNY-&MDA-04972 ¦ SAU4005-G011-HNY-&MDA-04973 ¦ SAU4005-G011-SND-&MDA-05089 ¦ SAU4005-G011-QMA-&MDA-05090 ¦ SAU4005-G011-HYA-&MDA-05151 ¦ SAU4005-G011-HYA-&EDA-05137 | HRSG(V) - Flow Element Datasheet and Drawing ¦ HRSG(V) - Hot Gas Circulation Fan Data Sheet and Drawing ¦ HRSG(V) - Ammonia Supply Pump Data Sheet and Drawing ¦ HRSG(V) - Ammonia Unloading Pump Data Sheet and Drawing ¦ HRSG(V) - Elevator Data Sheet and Drawing ¦ HRSG(V) - Dehumidifier Data Sheet and Drawing ¦ HRSG(V) - Manual Valve Data Sheet and Drawings ¦ HRSG(V) - Main Steam Valve Data Sheet and Drawing | Split combined datasheet/drawing pair into drawing; supported by source title list.
153 | HRSG Vendor Document List | HRSG | Mechanical | Technical Data Sheet | Plant General System | Flow element | Ammonia Supply Pump | Ammonia Supply Pump Technical Data Sheet | Vendor | Source-Grounded | Approved Source-Grounded | 2014 | R&N | SAU4005-G011-HYA-&EDA-04899 ¦ SAU4005-G011-HNY-&MDA-04971 ¦ SAU4005-G011-HNY-&MDA-04972 ¦ SAU4005-G011-HNY-&MDA-04973 ¦ SAU4005-G011-SND-&MDA-05089 ¦ SAU4005-G011-QMA-&MDA-05090 ¦ SAU4005-G011-HYA-&MDA-05151 ¦ SAU4005-G011-HYA-&EDA-05137 | HRSG(V) - Flow Element Datasheet and Drawing ¦ HRSG(V) - Hot Gas Circulation Fan Data Sheet and Drawing ¦ HRSG(V) - Ammonia Supply Pump Data Sheet and Drawing ¦ HRSG(V) - Ammonia Unloading Pump Data Sheet and Drawing ¦ HRSG(V) - Elevator Data Sheet and Drawing ¦ HRSG(V) - Dehumidifier Data Sheet and Drawing ¦ HRSG(V) - Manual Valve Data Sheet and Drawings ¦ HRSG(V) - Main Steam Valve Data Sheet and Drawing | Split combined datasheet/drawing pair into datasheet; supported by source title list.
154 | HRSG Vendor Document List | HRSG | Mechanical | Drawing | Plant General System | Flow element | Ammonia Unloading Pump | Ammonia Unloading Pump Drawing | Vendor | Source-Grounded | Approved Source-Grounded | 2014 | R&N | SAU4005-G011-HYA-&EDA-04899 ¦ SAU4005-G011-HNY-&MDA-04971 ¦ SAU4005-G011-HNY-&MDA-04972 ¦ SAU4005-G011-HNY-&MDA-04973 ¦ SAU4005-G011-SND-&MDA-05089 ¦ SAU4005-G011-QMA-&MDA-05090 ¦ SAU4005-G011-HYA-&MDA-05151 ¦ SAU4005-G011-HYA-&EDA-05137 | HRSG(V) - Flow Element Datasheet and Drawing ¦ HRSG(V) - Hot Gas Circulation Fan Data Sheet and Drawing ¦ HRSG(V) - Ammonia Supply Pump Data Sheet and Drawing ¦ HRSG(V) - Ammonia Unloading Pump Data Sheet and Drawing ¦ HRSG(V) - Elevator Data Sheet and Drawing ¦ HRSG(V) - Dehumidifier Data Sheet and Drawing ¦ HRSG(V) - Manual Valve Data Sheet and Drawings ¦ HRSG(V) - Main Steam Valve Data Sheet and Drawing | Split combined datasheet/drawing pair into drawing; supported by source title list.
155 | HRSG Vendor Document List | HRSG | Mechanical | Technical Data Sheet | Plant General System | Flow element | Ammonia Unloading Pump | Ammonia Unloading Pump Technical Data Sheet | Vendor | Source-Grounded | Approved Source-Grounded | 2014 | R&N | SAU4005-G011-HYA-&EDA-04899 ¦ SAU4005-G011-HNY-&MDA-04971 ¦ SAU4005-G011-HNY-&MDA-04972 ¦ SAU4005-G011-HNY-&MDA-04973 ¦ SAU4005-G011-SND-&MDA-05089 ¦ SAU4005-G011-QMA-&MDA-05090 ¦ SAU4005-G011-HYA-&MDA-05151 ¦ SAU4005-G011-HYA-&EDA-05137 | HRSG(V) - Flow Element Datasheet and Drawing ¦ HRSG(V) - Hot Gas Circulation Fan Data Sheet and Drawing ¦ HRSG(V) - Ammonia Supply Pump Data Sheet and Drawing ¦ HRSG(V) - Ammonia Unloading Pump Data Sheet and Drawing ¦ HRSG(V) - Elevator Data Sheet and Drawing ¦ HRSG(V) - Dehumidifier Data Sheet and Drawing ¦ HRSG(V) - Manual Valve Data Sheet and Drawings ¦ HRSG(V) - Main Steam Valve Data Sheet and Drawing | Split combined datasheet/drawing pair into datasheet; supported by source title list.
156 | HRSG Vendor Document List | HRSG | Mechanical | Drawing | Plant General System | Flow element | Dehumidifier | Dehumidifier Drawing | Vendor | Source-Grounded | Approved Source-Grounded | 2014 | R&N | SAU4005-G011-HYA-&EDA-04899 ¦ SAU4005-G011-HNY-&MDA-04971 ¦ SAU4005-G011-HNY-&MDA-04972 ¦ SAU4005-G011-HNY-&MDA-04973 ¦ SAU4005-G011-SND-&MDA-05089 ¦ SAU4005-G011-QMA-&MDA-05090 ¦ SAU4005-G011-HYA-&MDA-05151 ¦ SAU4005-G011-HYA-&EDA-05137 | HRSG(V) - Flow Element Datasheet and Drawing ¦ HRSG(V) - Hot Gas Circulation Fan Data Sheet and Drawing ¦ HRSG(V) - Ammonia Supply Pump Data Sheet and Drawing ¦ HRSG(V) - Ammonia Unloading Pump Data Sheet and Drawing ¦ HRSG(V) - Elevator Data Sheet and Drawing ¦ HRSG(V) - Dehumidifier Data Sheet and Drawing ¦ HRSG(V) - Manual Valve Data Sheet and Drawings ¦ HRSG(V) - Main Steam Valve Data Sheet and Drawing | Split combined datasheet/drawing pair into drawing; supported by source title list.
157 | HRSG Vendor Document List | HRSG | Mechanical | Technical Data Sheet | Plant General System | Flow element | Dehumidifier | Dehumidifier Technical Data Sheet | Vendor | Source-Grounded | Approved Source-Grounded | 2014 | R&N | SAU4005-G011-HYA-&EDA-04899 ¦ SAU4005-G011-HNY-&MDA-04971 ¦ SAU4005-G011-HNY-&MDA-04972 ¦ SAU4005-G011-HNY-&MDA-04973 ¦ SAU4005-G011-SND-&MDA-05089 ¦ SAU4005-G011-QMA-&MDA-05090 ¦ SAU4005-G011-HYA-&MDA-05151 ¦ SAU4005-G011-HYA-&EDA-05137 | HRSG(V) - Flow Element Datasheet and Drawing ¦ HRSG(V) - Hot Gas Circulation Fan Data Sheet and Drawing ¦ HRSG(V) - Ammonia Supply Pump Data Sheet and Drawing ¦ HRSG(V) - Ammonia Unloading Pump Data Sheet and Drawing ¦ HRSG(V) - Elevator Data Sheet and Drawing ¦ HRSG(V) - Dehumidifier Data Sheet and Drawing ¦ HRSG(V) - Manual Valve Data Sheet and Drawings ¦ HRSG(V) - Main Steam Valve Data Sheet and Drawing | Split combined datasheet/drawing pair into datasheet; supported by source title list.
158 | HRSG Vendor Document List | HRSG | Mechanical | Drawing | Plant General System | Flow element | Elevator | Elevator Drawing | Vendor | Source-Grounded | Approved Source-Grounded | 2014 | R&N | SAU4005-G011-HYA-&EDA-04899 ¦ SAU4005-G011-HNY-&MDA-04971 ¦ SAU4005-G011-HNY-&MDA-04972 ¦ SAU4005-G011-HNY-&MDA-04973 ¦ SAU4005-G011-SND-&MDA-05089 ¦ SAU4005-G011-QMA-&MDA-05090 ¦ SAU4005-G011-HYA-&MDA-05151 ¦ SAU4005-G011-HYA-&EDA-05137 | HRSG(V) - Flow Element Datasheet and Drawing ¦ HRSG(V) - Hot Gas Circulation Fan Data Sheet and Drawing ¦ HRSG(V) - Ammonia Supply Pump Data Sheet and Drawing ¦ HRSG(V) - Ammonia Unloading Pump Data Sheet and Drawing ¦ HRSG(V) - Elevator Data Sheet and Drawing ¦ HRSG(V) - Dehumidifier Data Sheet and Drawing ¦ HRSG(V) - Manual Valve Data Sheet and Drawings ¦ HRSG(V) - Main Steam Valve Data Sheet and Drawing | Split combined datasheet/drawing pair into drawing; supported by source title list.
159 | HRSG Vendor Document List | HRSG | Mechanical | Technical Data Sheet | Plant General System | Flow element | Elevator | Elevator Technical Data Sheet | Vendor | Source-Grounded | Approved Source-Grounded | 2014 | R&N | SAU4005-G011-HYA-&EDA-04899 ¦ SAU4005-G011-HNY-&MDA-04971 ¦ SAU4005-G011-HNY-&MDA-04972 ¦ SAU4005-G011-HNY-&MDA-04973 ¦ SAU4005-G011-SND-&MDA-05089 ¦ SAU4005-G011-QMA-&MDA-05090 ¦ SAU4005-G011-HYA-&MDA-05151 ¦ SAU4005-G011-HYA-&EDA-05137 | HRSG(V) - Flow Element Datasheet and Drawing ¦ HRSG(V) - Hot Gas Circulation Fan Data Sheet and Drawing ¦ HRSG(V) - Ammonia Supply Pump Data Sheet and Drawing ¦ HRSG(V) - Ammonia Unloading Pump Data Sheet and Drawing ¦ HRSG(V) - Elevator Data Sheet and Drawing ¦ HRSG(V) - Dehumidifier Data Sheet and Drawing ¦ HRSG(V) - Manual Valve Data Sheet and Drawings ¦ HRSG(V) - Main Steam Valve Data Sheet and Drawing | Split combined datasheet/drawing pair into datasheet; supported by source title list.
160 | HRSG Vendor Document List | HRSG | Mechanical | Technical Data Sheet | Plant General System | Flow element | Flow Element | Flow Element Technical Data Sheet | Vendor | Source-Grounded | Approved Source-Grounded | 2014 | R&N | SAU4005-G011-HYA-&EDA-04899 ¦ SAU4005-G011-HNY-&MDA-04971 ¦ SAU4005-G011-HNY-&MDA-04972 ¦ SAU4005-G011-HNY-&MDA-04973 ¦ SAU4005-G011-SND-&MDA-05089 ¦ SAU4005-G011-QMA-&MDA-05090 ¦ SAU4005-G011-HYA-&MDA-05151 ¦ SAU4005-G011-HYA-&EDA-05137 | HRSG(V) - Flow Element Datasheet and Drawing ¦ HRSG(V) - Hot Gas Circulation Fan Data Sheet and Drawing ¦ HRSG(V) - Ammonia Supply Pump Data Sheet and Drawing ¦ HRSG(V) - Ammonia Unloading Pump Data Sheet and Drawing ¦ HRSG(V) - Elevator Data Sheet and Drawing ¦ HRSG(V) - Dehumidifier Data Sheet and Drawing ¦ HRSG(V) - Manual Valve Data Sheet and Drawings ¦ HRSG(V) - Main Steam Valve Data Sheet and Drawing | Split combined 'Technical Data Sheet and Drawing' into separate Technical Data Sheet; item supported by source title list.
161 | HRSG Vendor Document List | HRSG | Mechanical | Drawing | Plant General System | Flow element | Hot Gas Circulation Fan | Hot Gas Circulation Fan Drawing | Vendor | Source-Grounded | Approved Source-Grounded | 2014 | R&N | SAU4005-G011-HYA-&EDA-04899 ¦ SAU4005-G011-HNY-&MDA-04971 ¦ SAU4005-G011-HNY-&MDA-04972 ¦ SAU4005-G011-HNY-&MDA-04973 ¦ SAU4005-G011-SND-&MDA-05089 ¦ SAU4005-G011-QMA-&MDA-05090 ¦ SAU4005-G011-HYA-&MDA-05151 ¦ SAU4005-G011-HYA-&EDA-05137 | HRSG(V) - Flow Element Datasheet and Drawing ¦ HRSG(V) - Hot Gas Circulation Fan Data Sheet and Drawing ¦ HRSG(V) - Ammonia Supply Pump Data Sheet and Drawing ¦ HRSG(V) - Ammonia Unloading Pump Data Sheet and Drawing ¦ HRSG(V) - Elevator Data Sheet and Drawing ¦ HRSG(V) - Dehumidifier Data Sheet and Drawing ¦ HRSG(V) - Manual Valve Data Sheet and Drawings ¦ HRSG(V) - Main Steam Valve Data Sheet and Drawing | Split combined datasheet/drawing pair into drawing; supported by source title list.
162 | HRSG Vendor Document List | HRSG | Mechanical | Technical Data Sheet | Plant General System | Flow element | Hot Gas Circulation Fan | Hot Gas Circulation Fan Technical Data Sheet | Vendor | Source-Grounded | Approved Source-Grounded | 2014 | R&N | SAU4005-G011-HYA-&EDA-04899 ¦ SAU4005-G011-HNY-&MDA-04971 ¦ SAU4005-G011-HNY-&MDA-04972 ¦ SAU4005-G011-HNY-&MDA-04973 ¦ SAU4005-G011-SND-&MDA-05089 ¦ SAU4005-G011-QMA-&MDA-05090 ¦ SAU4005-G011-HYA-&MDA-05151 ¦ SAU4005-G011-HYA-&EDA-05137 | HRSG(V) - Flow Element Datasheet and Drawing ¦ HRSG(V) - Hot Gas Circulation Fan Data Sheet and Drawing ¦ HRSG(V) - Ammonia Supply Pump Data Sheet and Drawing ¦ HRSG(V) - Ammonia Unloading Pump Data Sheet and Drawing ¦ HRSG(V) - Elevator Data Sheet and Drawing ¦ HRSG(V) - Dehumidifier Data Sheet and Drawing ¦ HRSG(V) - Manual Valve Data Sheet and Drawings ¦ HRSG(V) - Main Steam Valve Data Sheet and Drawing | Split combined datasheet/drawing pair into datasheet; supported by source title list.
163 | HRSG Vendor Document List | HRSG | Mechanical | Drawing | Plant General System | Flow element | Main Steam Valve | Main Steam Valve Drawing | Vendor | Source-Grounded | Approved Source-Grounded | 2014 | R&N | SAU4005-G011-HYA-&EDA-04899 ¦ SAU4005-G011-HNY-&MDA-04971 ¦ SAU4005-G011-HNY-&MDA-04972 ¦ SAU4005-G011-HNY-&MDA-04973 ¦ SAU4005-G011-SND-&MDA-05089 ¦ SAU4005-G011-QMA-&MDA-05090 ¦ SAU4005-G011-HYA-&MDA-05151 ¦ SAU4005-G011-HYA-&EDA-05137 | HRSG(V) - Flow Element Datasheet and Drawing ¦ HRSG(V) - Hot Gas Circulation Fan Data Sheet and Drawing ¦ HRSG(V) - Ammonia Supply Pump Data Sheet and Drawing ¦ HRSG(V) - Ammonia Unloading Pump Data Sheet and Drawing ¦ HRSG(V) - Elevator Data Sheet and Drawing ¦ HRSG(V) - Dehumidifier Data Sheet and Drawing ¦ HRSG(V) - Manual Valve Data Sheet and Drawings ¦ HRSG(V) - Main Steam Valve Data Sheet and Drawing | Split combined datasheet/drawing pair into drawing; supported by source title list.
164 | HRSG Vendor Document List | HRSG | Mechanical | Technical Data Sheet | Plant General System | Flow element | Main Steam Valve | Main Steam Valve Technical Data Sheet | Vendor | Source-Grounded | Approved Source-Grounded | 2014 | R&N | SAU4005-G011-HYA-&EDA-04899 ¦ SAU4005-G011-HNY-&MDA-04971 ¦ SAU4005-G011-HNY-&MDA-04972 ¦ SAU4005-G011-HNY-&MDA-04973 ¦ SAU4005-G011-SND-&MDA-05089 ¦ SAU4005-G011-QMA-&MDA-05090 ¦ SAU4005-G011-HYA-&MDA-05151 ¦ SAU4005-G011-HYA-&EDA-05137 | HRSG(V) - Flow Element Datasheet and Drawing ¦ HRSG(V) - Hot Gas Circulation Fan Data Sheet and Drawing ¦ HRSG(V) - Ammonia Supply Pump Data Sheet and Drawing ¦ HRSG(V) - Ammonia Unloading Pump Data Sheet and Drawing ¦ HRSG(V) - Elevator Data Sheet and Drawing ¦ HRSG(V) - Dehumidifier Data Sheet and Drawing ¦ HRSG(V) - Manual Valve Data Sheet and Drawings ¦ HRSG(V) - Main Steam Valve Data Sheet and Drawing | Split combined datasheet/drawing pair into datasheet; supported by source title list.
165 | HRSG Vendor Document List | HRSG | Mechanical | Drawing | Plant General System | Flow element | Manual Valve | Manual Valve Drawings | Vendor | Source-Grounded | Approved Source-Grounded | 2014 | R&N | SAU4005-G011-HYA-&EDA-04899 ¦ SAU4005-G011-HNY-&MDA-04971 ¦ SAU4005-G011-HNY-&MDA-04972 ¦ SAU4005-G011-HNY-&MDA-04973 ¦ SAU4005-G011-SND-&MDA-05089 ¦ SAU4005-G011-QMA-&MDA-05090 ¦ SAU4005-G011-HYA-&MDA-05151 ¦ SAU4005-G011-HYA-&EDA-05137 | HRSG(V) - Flow Element Datasheet and Drawing ¦ HRSG(V) - Hot Gas Circulation Fan Data Sheet and Drawing ¦ HRSG(V) - Ammonia Supply Pump Data Sheet and Drawing ¦ HRSG(V) - Ammonia Unloading Pump Data Sheet and Drawing ¦ HRSG(V) - Elevator Data Sheet and Drawing ¦ HRSG(V) - Dehumidifier Data Sheet and Drawing ¦ HRSG(V) - Manual Valve Data Sheet and Drawings ¦ HRSG(V) - Main Steam Valve Data Sheet and Drawing | Split combined 'Manual Valve Data Sheet and Drawings' into drawing deliverable; supported by source title list.
166 | HRSG Vendor Document List | HRSG | Mechanical | Technical Data Sheet | Plant General System | Flow element | Manual Valve | Manual Valve Technical Data Sheets | Vendor | Source-Grounded | Approved Source-Grounded | 2014 | R&N | SAU4005-G011-HYA-&EDA-04899 ¦ SAU4005-G011-HNY-&MDA-04971 ¦ SAU4005-G011-HNY-&MDA-04972 ¦ SAU4005-G011-HNY-&MDA-04973 ¦ SAU4005-G011-SND-&MDA-05089 ¦ SAU4005-G011-QMA-&MDA-05090 ¦ SAU4005-G011-HYA-&MDA-05151 ¦ SAU4005-G011-HYA-&EDA-05137 | HRSG(V) - Flow Element Datasheet and Drawing ¦ HRSG(V) - Hot Gas Circulation Fan Data Sheet and Drawing ¦ HRSG(V) - Ammonia Supply Pump Data Sheet and Drawing ¦ HRSG(V) - Ammonia Unloading Pump Data Sheet and Drawing ¦ HRSG(V) - Elevator Data Sheet and Drawing ¦ HRSG(V) - Dehumidifier Data Sheet and Drawing ¦ HRSG(V) - Manual Valve Data Sheet and Drawings ¦ HRSG(V) - Main Steam Valve Data Sheet and Drawing | Split combined 'Manual Valve Data Sheet and Drawings' into datasheet deliverable; supported by source title list.
167 | HRSG Vendor Document List | HRSG | Mechanical | General Arrangement Drawing | Plant General System | General | AIG, Catalyst Frame & Sealing Arrangement | HRSG SCR AIG and Catalyst Frame & Sealing Arrangement Drawing | Vendor | Source-Grounded | Approved Source-Grounded | 2738 | R&N | SAU4005-G011-HNY-&MLU-04967 ¦ SAU4005-G011-HNY-&MLU-05092 | HRSG(V) - General arrangement Drawing of Internal Part for SCR (with AIG and Catalyst Frame & Sealing Arrangement) ¦ HRSG(V) - AIG, Catalyst Frame & Sealing Arrangement Drawing | Merged two titles describing the same SCR internal parts GA (AIG/catalyst frame/sealing arrangement).
168 | HRSG Vendor Document List | HRSG | Mechanical | Technical Data Sheet | Plant General System | General | Ammonia Dilution Tank | HRSG SCR Ammonia Dilution Tank Data Sheet | Vendor | Source-Grounded | Approved Source-Grounded | 3134 | Grati ¦ Ukudu | GRT-XK00-P0MAJ-460213 | Tank Drawing For Water Box Vacuum Pump ¦ OUNLINE DRAWING FOR CCW EXPANSION HEAD TANK ¦ OUNLINE DRAWING FOR CCW CHEMICAL ADDITIVE TANK ¦ AMMONIA STORAGE TANK DATA SHEET & DRAWING FOR HRSG SCR ¦ AMMONIA DILUTION TANK DATA SHEET & DRAWING FOR HRSG SCR | Split combined 'DATA SHEET & DRAWING' into separate datasheet and drawing rows; this row captures datasheet portion.
169 | HRSG Vendor Document List | HRSG | Mechanical | Drawing | Plant General System | General | Ammonia Dilution Tank | HRSG SCR Ammonia Dilution Tank Drawing | Vendor | Source-Grounded | Approved Source-Grounded | 3134 | Grati ¦ Ukudu | GRT-XK00-P0MAJ-460213 | Tank Drawing For Water Box Vacuum Pump ¦ OUNLINE DRAWING FOR CCW EXPANSION HEAD TANK ¦ OUNLINE DRAWING FOR CCW CHEMICAL ADDITIVE TANK ¦ AMMONIA STORAGE TANK DATA SHEET & DRAWING FOR HRSG SCR ¦ AMMONIA DILUTION TANK DATA SHEET & DRAWING FOR HRSG SCR | Split combined 'DATA SHEET & DRAWING' into separate datasheet and drawing rows; this row captures drawing portion.
170 | HRSG Vendor Document List | HRSG | Mechanical | Design Calculation | Plant General System | General | Ammonia Storage Tank | Ammonia Storage Tank Design Calculations | Vendor | Source-Grounded | Approved Source-Grounded | 1846 | R&N | SAU4005-G107-EGB-&MED-07611 ¦ SAU4005-G107-GHC-&MED-07622 ¦ SAU4005-G107-GHD-&MED-07633 ¦ SAU4005-G107-GMG-&MED-07644 ¦ SAU4005-G107-HSJ-&MED-07655 | Field Erected Tank(V)-Fuel Oil Storage Tank Calculations 1 & 2 ¦ Field Erected Tank(V)-DM Water Storage Tank Calculations 1 & 2 ¦ Field Erected Tank(V)-Service Cum Fire Water Storage Tank Calculations 1 & 2 ¦ Field Erected Tank(V)-HRSG Blow Down Water Storage Tank Calculations 1 & 2 ¦ Field Erected Tank(V)-Amonia Storage Tank Calculations 1 & 2 | Standardized tank-specific calculation title from bundled Field Erected Tank calculations list; retained ammonia tank scope supported by source sub_system/title evidence.
171 | HRSG Vendor Document List | HRSG | Mechanical | Technical Data Sheet | Plant General System | General | Ammonia Storage Tank | HRSG SCR Ammonia Storage Tank Data Sheet | Vendor | Source-Grounded | Approved Source-Grounded | 3134 | Grati ¦ Ukudu | GRT-XK00-P0MAJ-460213 | Tank Drawing For Water Box Vacuum Pump ¦ OUNLINE DRAWING FOR CCW EXPANSION HEAD TANK ¦ OUNLINE DRAWING FOR CCW CHEMICAL ADDITIVE TANK ¦ AMMONIA STORAGE TANK DATA SHEET & DRAWING FOR HRSG SCR ¦ AMMONIA DILUTION TANK DATA SHEET & DRAWING FOR HRSG SCR | Split combined 'DATA SHEET & DRAWING' into separate datasheet and drawing rows; this row captures datasheet portion.
172 | HRSG Vendor Document List | HRSG | Mechanical | Drawing | Plant General System | General | Ammonia Storage Tank | HRSG SCR Ammonia Storage Tank Drawing | Vendor | Source-Grounded | Approved Source-Grounded | 3134 | Grati ¦ Ukudu | GRT-XK00-P0MAJ-460213 | Tank Drawing For Water Box Vacuum Pump ¦ OUNLINE DRAWING FOR CCW EXPANSION HEAD TANK ¦ OUNLINE DRAWING FOR CCW CHEMICAL ADDITIVE TANK ¦ AMMONIA STORAGE TANK DATA SHEET & DRAWING FOR HRSG SCR ¦ AMMONIA DILUTION TANK DATA SHEET & DRAWING FOR HRSG SCR | Split combined 'DATA SHEET & DRAWING' into separate datasheet and drawing rows; this row captures drawing portion.
173 | HRSG Vendor Document List | HRSG | Mechanical | General Arrangement Drawing | Plant General System | General | Ammonia Storage Tank 1 & 2 | Ammonia Storage Tank 1 & 2 General Arrangement Drawing | Vendor | Source-Grounded | Approved Source-Grounded | 1847 | R&N | SAU4005-G107-EGB-&MTC-07601 ¦ SAU4005-G107-GHC-&MTC-07612 ¦ SAU4005-G107-GHD-&MTC-07623 ¦ SAU4005-G107-GMG-&MTC-07634 ¦ SAU4005-G107-HSJ-&MTC-07645 | Field Erected Tank(V)-General Arrangement Drawing of Fuel Oil Storage Tank 1 & 2 ¦ Field Erected Tank(V)-General Arrangement Drawing of DM Water Storage Tank 1 & 2 ¦ Field Erected Tank(V)-General Arrangement Drawing of Service Cum Fire Water Storage Tank 1 & 2 ¦ Field Erected Tank(V)-General Arrangement Drawing of HRSG Blow Down Water Storage Tank 1 & 2 ¦ Field Erected Tank(V)-General Arrangement Drawing of Amonia Storage Tank 1 & 2 | Extracted ammonia tank GA from multi-tank GA bundle; kept tank count '1 & 2' as in source evidence.
174 | HRSG Vendor Document List | HRSG | Mechanical | Drawing | Plant General System | General | Blowdown Pump | HRSG Blowdown Pump Specification & Drawing | Vendor | Source-Grounded | Approved Source-Grounded | 3035 ¦ 3047 | Muara Tawar | MRT-YD00-P3LB-122050 ¦ MRT-YT01-P3LB-122051 ¦ MRT-YD00-P3LB-122052 ¦ MRT-YD00-P2LB-122049 ¦ MRT-YD00-P2LB-122050 ¦ MRT-YT01-P2LB-122051 ¦ MRT-YD00-P2LB-122052 | [HRSG(For Block 3, 4)]_HRSG_SPEC. & DRAWING FOR BLOWDOWN PUMP ¦ [HRSG(For Block 3, 4)]_HRSG_SPEC. & DRAWING FOR SAFETY & RELIEF VALVE ¦ [HRSG(For Block 3, 4)]_HRSG_SPEC. & DRAWING FOR STACK DAMPER ¦ [HRSG(For Block 2)]_HRSG_SPEC. & DRAWING FOR STEAM DRUM ¦ [HRSG(For Block 2)]_HRSG_SPEC. & DRAWING FOR BLOWDOWN PUMP ¦ [HRSG(For Block 2)]_HRSG_SPEC. & DRAWING FOR SAFETY & RELIEF VALVE ¦ [HRSG(For Block 2)]_HRSG_SPEC. & DRAWING FOR STACK DAMPER | Extracted blowdown pump spec & drawing as its own deliverable (listed alongside other items in source titles).
175 | HRSG Vendor Document List | HRSG | Mechanical | SUMMARY | Plant General System | General | Blowdown System | HRSG Blowdown System Summary | Vendor | Source-Grounded | Approved Source-Grounded | 1694 ¦ 1695 ¦ 1879 ¦ 1880 ¦ 3194 | Fadhili ¦ Grati ¦ Karabatan ¦ Muara Tawar ¦ R&N | T16182-XS00-P0LB-122037 ¦ GRT-XS00-P1H-300032 ¦ T14211-7318-02-ME-A07-002 ¦ MRT-XS00-P2LB-122037 ¦ MRT-XS00-P3LB-122037 ¦ SAU4005-G011-H__-&MDB-04813 ¦ SAU4005-G011-HNY-&MDA-05093 | HRSG - BLOWDOWN SYSTEM SUMMARY ¦ [HRSG]_BLOWDOWN SYSTEM SUMMARY ¦ HRSG_HRSG Blowdown System Summary ¦ [HRSG(For Block 2)]_HRSG_BLOWDOWN SYSTEM SUMMARY ¦ [HRSG(For Block 3, 4)]_HRSG_BLOWDOWN SYSTEM SUMMARY ¦ HRSG(V) - HRSG Blowdown System Summary ¦ HRSG(V) - SCR Performance Summary | Merged duplicate blowdown summary deliverables across projects; mapped to Drain System as closest allowed L1 for blowdown-related scope. ¦ Merged same blowdown system summary deliverable across different blocks. ¦ Split blowdown system summary from SCR performance summary as different subjects within same source standard row.
176 | HRSG Vendor Document List | HRSG | Mechanical | Detail Drawing | Plant General System | General | Blowdown Tank | HRSG Blowdown Tank Equipment Outline / Detail Drawing | Vendor | Source-Grounded | Approved Source-Grounded | 1881 ¦ 1882 ¦ 1883 | Grati ¦ Muara Tawar | MRT-YD00-P2LB-122055 ¦ MRT-YD00-P3LB-122055 | [HRSG]_EQUIPMENT OUTLINE DRAWING FOR BLOWDOWN TANK ¦ [HRSG(For Block 2)]_HRSG_EQUIPMENT OUTLINE DRAWING FOR BLOWDOWN TANK ¦ [HRSG(For Block 3, 4)]_HRSG_EQUIPMENT OUTLINE DRAWING FOR BLOWDOWN TANK | Merged identical blowdown tank outline/detail drawing deliverable across projects/blocks.
177 | HRSG Vendor Document List | HRSG | Mechanical | BOM | Plant General System | General | Blowdown Tank Insulation | HRSG Insulation Data & BOM for Blowdown Tank | Vendor | Source-Grounded | Approved Source-Grounded | 2731 | Fadhili ¦ Grati ¦ Karabatan | T16182-YQ03-P0LB-122086 ¦ GRT-YT01-P1H-300056 ¦ T14211-7318-02-ME-B05-102 ¦ T14211-7318-02-ME-B05-153 ¦ T14211-7318-02-ME-B05-107 ¦ T16182-YQ03-P0LB-122087 ¦ GRT-YT01-P1H-300057 ¦ T14211-7318-02-ME-B22-001 | HRSG - DATA & BOM OF INSULATION FOR BLOWDOWN TANK ¦ [HRSG]_DATA & BOM OF INSULATION FOR DRUM AND BLOWDOWN TANK ¦ HRSG_DATA & BOM OF INSULATION FOR DRUM ¦ HRSG_DATA & BOM OF INSULATION FOR B/D TANK ¦ HRSG - DATA & BOM OF INSULATION FOR INTERNAL PIPING ¦ [HRSG]_DATA & BOM OF INSULATION FOR INTERNAL PIPING ¦ HRSG_DATA & BOM OF INSULATION FOR INTERNAL PIPING | Separated blowdown tank insulation data & BOM as distinct scope evidenced by source titles.
178 | HRSG Vendor Document List | HRSG | Mechanical | Sizing | Plant General System | General | Blowdown Tanks | HRSG Blowdown Tanks Sizing | Vendor | Source-Grounded | Approved Source-Grounded | 1884 | Turkistan | CCP-W-B114-02-ME-A07-0011 | HRSG_Blowdown Tanks Sizing | Kept as separate sizing deliverable specific to blowdown tanks per source title.
179 | HRSG Vendor Document List | HRSG | Mechanical | Cause & Effect Matrix | Plant General System | General | Burner Management System | HRSG BMS Cause & Effect Matrix | Vendor | Source-Grounded | Approved Source-Grounded | 1885 | R&N | SAU4005-G011-HHA-&MDA-05024 | HRSG(V) - BMS Cause and Effect Chart | Standardized BMS cause & effect deliverable title.
180 | HRSG Vendor Document List | HRSG | Mechanical | HMI Graphic | Plant General System | General | Burner Management System | HRSG BMS HMI Graphics | Vendor | Source-Grounded | Approved Source-Grounded | 1886 | R&N | SAU4005-G011-HHA-&MDA-05027 | HRSG(V) - BMS HMI Graphic | Standardized BMS HMI graphic deliverable title.
181 | HRSG Vendor Document List | HRSG | Mechanical | Configuration | Plant General System | General | Burner Management System | HRSG BMS TMR Configuration | Vendor | Source-Grounded | Approved Source-Grounded | 1887 | R&N | SAU4005-G011-HHA-&MDA-05028 | HRSG(V) - BMS TMR Configuration | Standardized BMS TMR configuration deliverable title.
182 | HRSG Vendor Document List | HRSG | Mechanical | Drawing | Plant General System | General | CCW Chemical Additive Tank | Outline Drawing for CCW Chemical Additive Tank | Vendor | Source-Grounded | Approved Source-Grounded | 3134 | Grati ¦ Ukudu | GRT-XK00-P0MAJ-460213 | Tank Drawing For Water Box Vacuum Pump ¦ OUNLINE DRAWING FOR CCW EXPANSION HEAD TANK ¦ OUNLINE DRAWING FOR CCW CHEMICAL ADDITIVE TANK ¦ AMMONIA STORAGE TANK DATA SHEET & DRAWING FOR HRSG SCR ¦ AMMONIA DILUTION TANK DATA SHEET & DRAWING FOR HRSG SCR | Standardized outline drawing title from source; kept separate from other tanks.
183 | HRSG Vendor Document List | HRSG | Mechanical | Drawing | Plant General System | General | CCW Expansion Head Tank | Outline Drawing for CCW Expansion Head Tank | Vendor | Source-Grounded | Approved Source-Grounded | 3134 | Grati ¦ Ukudu | GRT-XK00-P0MAJ-460213 | Tank Drawing For Water Box Vacuum Pump ¦ OUNLINE DRAWING FOR CCW EXPANSION HEAD TANK ¦ OUNLINE DRAWING FOR CCW CHEMICAL ADDITIVE TANK ¦ AMMONIA STORAGE TANK DATA SHEET & DRAWING FOR HRSG SCR ¦ AMMONIA DILUTION TANK DATA SHEET & DRAWING FOR HRSG SCR | Standardized outline drawing title from source; kept separate from other tanks.
184 | HRSG Vendor Document List | HRSG | Mechanical | Drawing | Plant General System | General | Casing Expansion Joint | HRSG Casing Expansion Joint Installation Drawing | Vendor | Source-Grounded | Approved Source-Grounded | 1902 | Muara Tawar | MRT-YD00-P2LB-122120 | [HRSG(for Block 2, 3&4)]_HRSG_CASING EXPANSION JOINT DRAWINGS FOR INSTALLATION | Standardized installation drawing title for casing expansion joint; removed block qualifiers.
185 | HRSG Vendor Document List | HRSG | Mechanical | General Arrangement Drawing | Plant General System | General | Casing and field erection | HRSG Arrangement of Casing and Field Erection | Vendor | Source-Grounded | Approved Source-Grounded | 1849 ¦ 1850 | Muara Tawar | MRT-UE00-P2LB-122008 ¦ MRT-UE00-P3LB-122008 | [HRSG(For Block 2)]_HRSG_ARRANGEMENT OF CASING & FIELD ERECTION ¦ [HRSG(for Block 3, 4)]_HRSG_ARRANGEMENT OF CASING & FIELD ERECTION | Merged Block 2 vs Block 3/4 duplicates; standardized without block qualifiers using source titles.
186 | HRSG Vendor Document List | HRSG | Mechanical | Contol Configuration | Plant General System | General | Continuous Emissions Monitoring System | HRSG CEMS Control Configuration | Vendor | Source-Grounded | Approved Source-Grounded | 1947 | R&N | SAU4005-G011-HYA-&EDB-04935 | HRSG(V) - Contol Configuration for CEMS | Standardized control configuration deliverable for CEMS; preserved document_type misspelling as provided.
187 | HRSG Vendor Document List | HRSG | Mechanical | General Arrangement Drawing | Plant General System | General | Cooling Air Skid (Duct Burner System) | HRSG Duct Burner System Cooling Air Skid General Arrangement Drawing | Vendor | Source-Grounded | Approved Source-Grounded | 1957 | Fadhili ¦ Karabatan | T16182-UE00-P0LB-122014 ¦ T14211-7318-02-ME-B16-206 | HRSG - COOLING AIR SKID ARRANGEMENT FOR DUCT BURNER SYSTEM ¦ HRSG_Cooling air skid arrangement for Duct Burner System | Standardized cooling air skid GA for duct burner system; single deliverable across projects.
188 | HRSG Vendor Document List | HRSG | Mechanical | Drawing | Plant General System | General | Desuperheater | HRSG Desuperheater Drawings | Vendor | Source-Grounded | Approved Source-Grounded | 1976 | Grati |  | [HRSG]_MOV DATASHEET & DRAWINGS ¦ [HRSG]_CV DATASHEET & DRAWINGS ¦ [HRSG]_DESH. DATASHEET & DRAWINGS ¦ [HRSG]_ SPEC. & DRAWING FOR PREHEATER RECIRCULATION PUMP | Split multi-item 'DESH. DATASHEET & DRAWINGS' bundle; kept drawings portion as separate deliverable.
189 | HRSG Vendor Document List | HRSG | Mechanical | Technical Data Sheet | Plant General System | General | Desuperheater | HRSG Desuperheater Technical Data Sheet | Vendor | Source-Grounded | Approved Source-Grounded | 1976 | Grati |  | [HRSG]_MOV DATASHEET & DRAWINGS ¦ [HRSG]_CV DATASHEET & DRAWINGS ¦ [HRSG]_DESH. DATASHEET & DRAWINGS ¦ [HRSG]_ SPEC. & DRAWING FOR PREHEATER RECIRCULATION PUMP | Split multi-item 'DESH. DATASHEET & DRAWINGS' bundle; kept datasheet portion as separate deliverable.
190 | HRSG Vendor Document List | HRSG | Mechanical | System Description | Plant General System | General | Diverter & Guillotine Damper | HRSG Diverter & Guillotine Damper System Description | Vendor | Source-Grounded | Approved Source-Grounded | 2426 | R&N | SAU4005-G011-CJF-&MDB-04811 ¦ SAU4005-G011-H__-&MDB-04846 ¦ SAU4005-G011-HYA-&EDB-04886 ¦ SAU4005-G011-HNY-&MDA-04989 ¦ SAU4005-G011-HHA-&MDB-05007 | HRSG(V) - System Description ¦ HRSG(V) - System Description for Diverter & Guillotine Damper ¦ HRSG(V) - Control Description ¦ HRSG(V) - System Description for SCR ¦ HRSG(V) - System Description for Duct Burner | Split specialized system descriptions under same source row into distinct deliverables by subject.
191 | HRSG Vendor Document List | HRSG | Mechanical | Drawing | Plant General System | General | Diverter Damper | Diverter Damper Installation Drawings | Vendor | Source-Grounded | Approved Source-Grounded | 2001 | Muara Tawar | MRT-DP00-P2LB-122117 | [HRSG(for Block 2, 3&4)]_HRSG_DIVERTER DAMPER DRAWINGS FOR INSTALLATION | Standardized diverter damper installation drawings; removed block qualifiers.
192 | HRSG Vendor Document List | HRSG | Mechanical | DOCUMENT PACKAGE | Plant General System | General | Diverter Damper & Guillotine Damper | Diverter & Guillotine Damper Vendor Document Package | Vendor | Source-Grounded | Approved Source-Grounded | 2002 ¦ 2003 ¦ 2004 ¦ 2005 | Grati ¦ Muara Tawar | GRT-YT01-P1H-300068 ¦ MRT-DP00-P2LB-122106 ¦ MRT-DP00-P3LB-122106 | [HRSG]_DIVERTER & GUILLOTINE DAMPER DOCUMENT PACKAGE ¦ [HRSG(For Block 2)]_HRSG_DIVERTER & GUILLOTINE DAMPER DOCUMENT PACKAGE ¦ [HRSG(For Block 3, 4)]_HRSG_DIVERTER & GUILLOTINE DAMPER DOCUMENT PACKAGE | Merged identical diverter & guillotine damper document package across projects/blocks.
193 | HRSG Vendor Document List | HRSG | Mechanical | Procedure | Plant General System | General | Diverter Damper / Guillotine Damper | Diverter Damper & Guillotine Damper Commissioning Procedure | Vendor | Source-Grounded | Approved Source-Grounded | 1945 | Muara Tawar | MRT-YR01-P2LB-122082 ¦ MRT-YL08-P2LB-122083 ¦ MRT-DN05-P2LB-122110 | [HRSG(For Block 2, 3&4)]_HRSG_CHEMICAL CLEANING PROCEDURE ¦ [HRSG(For Block 2, 3&4)]_HRSG_CONSERVATION PROCEDURE ¦ [HRSG(For Block 2, 3&4)]_COMMISSIONING PROCEDURE FOR DIVERTER DAMPER, GUILLOTTINE | Captured specific commissioning procedure for diverter/guillotine damper present in Muara Tawar bundle; separated from general HRSG procedures.
194 | HRSG Vendor Document List | HRSG | Mechanical | BOM | Plant General System | General | Drum Insulation | HRSG Insulation Data & BOM for Drum | Vendor | Source-Grounded | Approved Source-Grounded | 2731 ¦ 2732 | Fadhili ¦ Grati ¦ Karabatan | T16182-YQ03-P0LB-122086 ¦ GRT-YT01-P1H-300056 ¦ T14211-7318-02-ME-B05-102 ¦ T14211-7318-02-ME-B05-153 ¦ T14211-7318-02-ME-B05-107 ¦ T16182-YQ03-P0LB-122087 ¦ GRT-YT01-P1H-300057 ¦ T14211-7318-02-ME-B22-001 | HRSG - DATA & BOM OF INSULATION FOR BLOWDOWN TANK ¦ [HRSG]_DATA & BOM OF INSULATION FOR DRUM AND BLOWDOWN TANK ¦ HRSG_DATA & BOM OF INSULATION FOR DRUM ¦ HRSG_DATA & BOM OF INSULATION FOR B/D TANK ¦ HRSG - DATA & BOM OF INSULATION FOR INTERNAL PIPING ¦ [HRSG]_DATA & BOM OF INSULATION FOR INTERNAL PIPING ¦ HRSG_DATA & BOM OF INSULATION FOR INTERNAL PIPING | Kept drum-specific insulation data & BOM separate from other insulation scopes.
195 | HRSG Vendor Document List | HRSG | Mechanical | System Description | Plant General System | General | Duct Burner | HRSG Duct Burner System Description | Vendor | Source-Grounded | Approved Source-Grounded | 2426 | R&N | SAU4005-G011-CJF-&MDB-04811 ¦ SAU4005-G011-H__-&MDB-04846 ¦ SAU4005-G011-HYA-&EDB-04886 ¦ SAU4005-G011-HNY-&MDA-04989 ¦ SAU4005-G011-HHA-&MDB-05007 | HRSG(V) - System Description ¦ HRSG(V) - System Description for Diverter & Guillotine Damper ¦ HRSG(V) - Control Description ¦ HRSG(V) - System Description for SCR ¦ HRSG(V) - System Description for Duct Burner | Split specialized duct burner system description into dedicated deliverable.
196 | HRSG Vendor Document List | HRSG | Mechanical | General Arrangement Drawing | Plant General System | General | Duct Burner System | HRSG Duct Burner System Detail Arrangement General Arrangement Drawing | Vendor | Source-Grounded | Approved Source-Grounded | 2010 | Fadhili ¦ Karabatan | T16182-UE00-P0LB-122012 ¦ T14211-7318-02-ME-B16-204 | HRSG - DETAIL ARRANGEMENT FOR DUCT BURNER SYSTEM ¦ HRSG_Detail Arrangement for Duct Burner System | Standardized duct burner system detail arrangement GA per source titles.
197 | HRSG Vendor Document List | HRSG | Mechanical | General Arrangement Drawing | Plant General System | General | Duct burner system | HRSG General Arrangement for Duct Burner System | Vendor | Source-Grounded | Approved Source-Grounded | 1800 | Fadhili ¦ Karabatan | T16182-UE00-P0LB-122011 ¦ T14211-7318-02-ME-B16-203 | HRSG - GENERAL ARRANGEMENT FOR DUCT BURNER SYSTEM ¦ HRSG_General Arrangement for Duct Burner System | Standardized from 'GENERAL ARRANGEMENT FOR DUCT BURNER SYSTEM'; kept as mechanical GA deliverable.
198 | HRSG Vendor Document List | HRSG | Mechanical | DOCUMENT PACKAGE | Plant General System | General | Elevator | HRSG Elevator Document Package | Vendor | Source-Grounded | Approved Source-Grounded | 2676 ¦ 2677 | Muara Tawar | MRT-DP00-P2LB-122122 ¦ MRT-DP00-P2LB-122123 ¦ MRT-DP00-P3LB-122122 ¦ MRT-DP00-P3LB-122123 | [HRSG(for Block 2)]_HRSG_ELEVATOR DOCUMENT PACKAGE ¦ [HRSG(for Block 2)]_HRSG_HOIST DOCUMENT PACKAGE ¦ [HRSG(for Block 3, 4)]_HRSG_ELEVATOR DOCUMENT PACKAGE ¦ [HRSG(for Block 3, 4)]_HRSG_HOIST DOCUMENT PACKAGE | Split combined elevator/hoist packages into separate deliverables; merged across blocks.
199 | HRSG Vendor Document List | HRSG | Mechanical | Technical Data Sheet | Plant General System | General | Feedwater Pump | HRSG Feedwater Pump and Motor Data Sheets & Characteristic Curves | Vendor | Source-Grounded | Approved Source-Grounded | 2969 | Fadhili | T16182-YT01-P0LAC-126004 ¦ T16182-YT01-P0LAC-126005 | HRSG FEEDWATER PUMP - DATA SHEET AND CHARACTERISTIC CURVE FOR PUMP ¦ HRSG FEEDWATER PUMP - DATA SHEET AND CHARACTERISTIC CURVE FOR MOTOR | Merged pump and motor data sheet/curve items into one conventional vendor datasheet deliverable for the pump package.
200 | HRSG Vendor Document List | HRSG | Mechanical | Detail Drawing | Plant General System | General | Feedwater Pump | HRSG Feedwater Pump Detail Drawings | Vendor | Source-Grounded | Approved Source-Grounded | 2968 | Fadhili | T16182-YK01-P0LAC-126006 ¦ T16182-YT01-P0LAC-126009 ¦ T16182-YD00-P0LAC-126010 ¦ T16182-YT01-P0LAC-126016 | HRSG FEEDWATER PUMP - SECTIONAL DRAWING FOR PUMP ¦ HRSG FEEDWATER PUMP - OUTLINE DRAWING AND DATA SHEET FOR SUCTION STRAINER ¦ HRSG FEEDWATER PUMP - OUTLINE DRAWING AND DATA SHEET FOR MECHANICA SEAL ¦ HRSG FEEDWATER PUMP - OUTLINE DRAWING AND DATA SHEET FOR LUBE OIL UNIT | Grouped multiple component outline/sectional drawings for the feedwater pump package under one detail drawing deliverable.
201 | HRSG Vendor Document List | HRSG | Mechanical | General Arrangement Drawing | Plant General System | General | Feedwater Pump | HRSG Feedwater Pump General Arrangement Drawing | Vendor | Source-Grounded | Approved Source-Grounded | 2415 | Fadhili | T16182-YD00-P0LAC-126001 | HRSG FEEDWATER PUMP - GENERAL ARRANGEMENT DRAWING | Standardized equipment name casing and removed project qualifiers; supported by source title.
202 | HRSG Vendor Document List | HRSG | Mechanical | Manual | Plant General System | General | Feedwater Pump | HRSG Feedwater Pump Installation Manual | Vendor | Source-Grounded | Approved Source-Grounded | 2416 | Fadhili | T16182-DM01-P0LAC-126012 | HRSG FEEDWATER PUMP - INSTALLATION MANUAL | Standardized feedwater pump installation manual title per source title.
203 | HRSG Vendor Document List | HRSG | Mechanical | Single Line Diagram | Plant General System | General | Fire Alarm System (Chemical Dosing Shelter) | Fire Alarm System Single Line Diagram for Chemical Dosing Shelter (STG & HRSG) | Vendor | Source-Grounded | Approved Source-Grounded | 3141 | Fadhili | T16182-YU02-P0CYE-139742 | SINGLE LINE DIAGRAM OF FIRE ALARM SYSTEM FOR CHEMICAL DOSING SHELTER FOR STG & HRSG | Kept combined STG & HRSG scope as evidenced; still vendor-supplied document in batch.
204 | HRSG Vendor Document List | HRSG | Mechanical | General Arrangement Drawing | Plant General System | General | Fuel Gas Skid (Duct Burner System) | HRSG Duct Burner System Fuel Gas Skid General Arrangement Drawing | Vendor | Source-Grounded | Approved Source-Grounded | 2086 | Fadhili ¦ Karabatan | T16182-UE00-P0LB-122013 ¦ T14211-7318-02-ME-B16-205 | HRSG - FUEL GAS SKID ARRANGEMENT FOR DUCT BURNER SYSTEM ¦ HRSG_Fuel gas skid arrangement for Duct Burner System | Standardized fuel gas skid GA for duct burner system; single deliverable across projects.
205 | HRSG Vendor Document List | HRSG | Mechanical | General Arrangement Drawing | Plant General System | General | GT & HRSG Area | General Arrangement Drawing of GT & HRSG Area | Vendor | Source-Grounded | Approved Source-Grounded | 2664 | R&N | SAU4005-G000-UM_-&MLD-00080 | General Arrangement of GT & HRSG Area | Kept area GA drawing as provided; although equipment column shows GT, source title clearly targets combined GT & HRSG area arrangement within HRSG vendor batch.
206 | HRSG Vendor Document List | HRSG | Mechanical | General Arrangement Drawing | Plant General System | General | GTG & HRSG Area | Plant General Arrangement Drawing for GTG & HRSG Area (Plan View) | Vendor | Source-Grounded | Approved Source-Grounded | 2920 ¦ 2923 | Karabatan ¦ Fadhili ¦ Turkistan | T14211-7300-GP-605-0001 ¦ T16182-UE00-P0MB-100004 ¦ T16182-UE00-P0MB-100005 ¦ CCP-PW-B000-GP-605-0002 | Plant General Arrangement Drawing for GTG & HRSG Area (Plan View) ¦ PLANT GENERAL ARRANGEMENT FOR GTG & HRSG AREA UNIT 1&2 (PLAN VIEW) ¦ PLANT GENERAL ARRANGEMENT FOR GTG & HRSG AREA UNIT 3&4&5 (PLAN VIEW) | Merged duplicate plan-view GA deliverables differing only by project/unit qualifiers.
207 | HRSG Vendor Document List | HRSG | Mechanical | General Arrangement Drawing | Plant General System | General | GTG & HRSG Area | Plant General Arrangement Drawing for GTG & HRSG Area (Roof Floor Plan) | Vendor | Source-Grounded | Approved Source-Grounded | 2924 | Turkistan | CCP-PW-B000-GP-605-0005 | Plant General Arrangement Drawing for GTG & HRSG Area (Roof Floor Plan) | Kept as distinct GA deliverable type (roof floor plan) per source title evidence.
208 | HRSG Vendor Document List | HRSG | Mechanical | General Arrangement Drawing | Plant General System | General | GTG & HRSG Area | Plant General Arrangement Drawing for GTG & HRSG Area (Section View) | Vendor | Source-Grounded | Approved Source-Grounded | 2921 ¦ 2922 | Fadhili ¦ Turkistan ¦ Karabatan | T16182-UE00-P0MB-100006 ¦ T16182-UE00-P0MB-100007 ¦ CCP-PW-B000-GP-605-0003 ¦ CCP-PW-B000-GP-605-0004 ¦ T14211-7300-GP-605-0002 | PLANT GENERAL ARRANGEMENT FOR GTG & HRSG AREA (SECTION A - A) ¦ PLANT GENERAL ARRANGEMENT FOR GTG & HRSG AREA (SECTION B - B) ¦ Plant General Arrangement Drawing for GTG & HRSG Area (Section A-A) ¦ Plant General Arrangement Drawing for GTG & HRSG Area (Section B-B, C-C) ¦ Plant General Arrangement Drawing for GTG & HRSG Area (Section View) | Merged section-view GA deliverables (A-A/B-B/C-C) under one standardized section-view GA row.
209 | HRSG Vendor Document List | HRSG | Mechanical | Manual | Plant General System | General | HRSG | HRSG Commissioning Manual | Vendor | Source-Grounded | Approved Source-Grounded | 2419 | Muara Tawar | MRT-UC02-P2LB-122121 ¦ MRT-DN05-P2LB-122119 ¦ MRT-CQ02-P2LB-122118 | [HRSG(for Block 2, 3&4)]_HRSG_ERECTION MANUAL FOR INSTALLATION ¦ [HRSG(for Block 2, 3&4)]_HRSG_COMMISSIONING MANUAL ¦ [HRSG(for Block 2, 3&4)]_HRSG_OPERATION & MAINTENANCE MANUAL | Split combined manuals into separate conventional manuals; removed block qualifiers.
210 | HRSG Vendor Document List | HRSG | Mechanical | Performance Curve | Plant General System | General | HRSG | HRSG Degradation Curve | Vendor | Source-Grounded | Approved Source-Grounded | 3038 | R&N | SAU4005-G011-H__-&MDA-04804 ¦ SAU4005-G011-H__-&MDA-04805 | HRSG(V) - Degradation Curve ¦ HRSG(V) - Start-up Curve | Split degradation curve from start-up curve; both are distinct performance curve deliverables.
211 | HRSG Vendor Document List | HRSG | Mechanical | Manual | Plant General System | General | HRSG | HRSG Erection Manual for Installation | Vendor | Source-Grounded | Approved Source-Grounded | 2419 | Muara Tawar | MRT-UC02-P2LB-122121 ¦ MRT-DN05-P2LB-122119 ¦ MRT-CQ02-P2LB-122118 | [HRSG(for Block 2, 3&4)]_HRSG_ERECTION MANUAL FOR INSTALLATION ¦ [HRSG(for Block 2, 3&4)]_HRSG_COMMISSIONING MANUAL ¦ [HRSG(for Block 2, 3&4)]_HRSG_OPERATION & MAINTENANCE MANUAL | Split combined manuals into separate conventional manuals; removed block qualifiers.
212 | HRSG Vendor Document List | HRSG | Mechanical | General Arrangement Drawing | Plant General System | General | HRSG | HRSG General Arrangement Drawing | Vendor | Source-Grounded | Approved Source-Grounded | 2409 ¦ 2417 ¦ 2421 | Grati ¦ Muara Tawar | MRT-UE00-P2LB-122007 ¦ MRT-UE00-P3LB-122007 | [HRSG]_GENERAL ARRANGEMENT ¦ [HRSG(For Block 2)]_HRSG_GENERAL ARRANGEMENT ¦ [HRSG(For Block 3, 4)]_HRSG_GENERAL ARRANGEMENT | Merged same deliverable across projects/blocks (general arrangement of HRSG). Removed block qualifiers.
213 | HRSG Vendor Document List | HRSG | Mechanical | Manual | Plant General System | General | HRSG | HRSG Installation Manual | Vendor | Source-Grounded | Approved Source-Grounded | 2410 | Fadhili ¦ Grati ¦ Karabatan ¦ Ukudu | T16182-CQ02-P0LB-122001 ¦ GRT-QA00-P0H-040006 ¦ GRT-CQ02-P1H-300001 ¦ T14211-7318-02-ME-B27-001 ¦ T16182-XN00-P0LB-122032 ¦ T14211-7318-02-ME-P10-001 | HRSG - INSTALLATION AND INSTRUCTION MANUAL ¦ [HRSG]_Shop Quality Manual for HRSG ¦ [HRSG]_INSTALLATION, OPERATION AND MAINTENANCE INSTRUCTION MANUAL ¦ OPERATION & MAINTENANCE Manual for HRSG ¦ HRSG_OPERATION & MAINTENANCE (O&M) MANUAL ¦ HRSG - MANUAL VALVE LIST ¦ HRSG_Manual Valve list with electronic file(EXCEL) | Split installation/instruction manual content from combined manual row; supported by explicit source title.
214 | HRSG Vendor Document List | HRSG | Mechanical | Manual | Plant General System | General | HRSG | HRSG Installation, Operation and Maintenance Instruction Manual | Vendor | Source-Grounded | Approved Source-Grounded | 2410 | Fadhili ¦ Grati ¦ Karabatan ¦ Ukudu | T16182-CQ02-P0LB-122001 ¦ GRT-QA00-P0H-040006 ¦ GRT-CQ02-P1H-300001 ¦ T14211-7318-02-ME-B27-001 ¦ T16182-XN00-P0LB-122032 ¦ T14211-7318-02-ME-P10-001 | HRSG - INSTALLATION AND INSTRUCTION MANUAL ¦ [HRSG]_Shop Quality Manual for HRSG ¦ [HRSG]_INSTALLATION, OPERATION AND MAINTENANCE INSTRUCTION MANUAL ¦ OPERATION & MAINTENANCE Manual for HRSG ¦ HRSG_OPERATION & MAINTENANCE (O&M) MANUAL ¦ HRSG - MANUAL VALVE LIST ¦ HRSG_Manual Valve list with electronic file(EXCEL) | Kept distinct combined IOM instruction manual deliverable; explicitly stated in source titles.
215 | HRSG Vendor Document List | HRSG | Mechanical | Material Requisition | Plant General System | General | HRSG | HRSG Material Requisition | Vendor | Source-Grounded | Approved Source-Grounded | 2411 | Karabatan | T14211-7300-ME-REQ-0003 | Material Requisition for HRSG | Retained as procurement deliverable specific to HRSG package per source row.
216 | HRSG Vendor Document List | HRSG | Mechanical | Manual | Plant General System | General | HRSG | HRSG Operation & Maintenance Manual | Vendor | Source-Grounded | Approved Source-Grounded | 2410 ¦ 2419 | Fadhili ¦ Grati ¦ Karabatan ¦ Ukudu ¦ Muara Tawar | T16182-CQ02-P0LB-122001 ¦ GRT-QA00-P0H-040006 ¦ GRT-CQ02-P1H-300001 ¦ T14211-7318-02-ME-B27-001 ¦ T16182-XN00-P0LB-122032 ¦ T14211-7318-02-ME-P10-001 ¦ MRT-UC02-P2LB-122121 ¦ MRT-DN05-P2LB-122119 ¦ MRT-CQ02-P2LB-122118 | HRSG - INSTALLATION AND INSTRUCTION MANUAL ¦ [HRSG]_Shop Quality Manual for HRSG ¦ [HRSG]_INSTALLATION, OPERATION AND MAINTENANCE INSTRUCTION MANUAL ¦ OPERATION & MAINTENANCE Manual for HRSG ¦ HRSG_OPERATION & MAINTENANCE (O&M) MANUAL ¦ HRSG - MANUAL VALVE LIST ¦ HRSG_Manual Valve list with electronic file(EXCEL) ¦ [HRSG(for Block 2, 3&4)]_HRSG_ERECTION MANUAL FOR INSTALLATION ¦ [HRSG(for Block 2, 3&4)]_HRSG_COMMISSIONING MANUAL ¦ [HRSG(for Block 2, 3&4)]_HRSG_OPERATION & MAINTENANCE MANUAL | Split O&M manual as its own deliverable; explicitly stated in source titles. ¦ Split combined manuals into separate conventional manuals; removed block qualifiers. Retained O&M abbreviation per title rules.
217 | HRSG Vendor Document List | HRSG | Mechanical | PERFORMANCE AND OPERATIONAL DATA | Plant General System | General | HRSG | HRSG Performance and Operational Data | Vendor | Source-Grounded | Approved Source-Grounded | 3330 ¦ 3342 ¦ 3343 ¦ 3344 ¦ 3345 | Grati ¦ Fadhili ¦ Karabatan ¦ Turkistan ¦ Muara Tawar | GRT-YT01-P1H-300058 ¦ T16182-YQ03-P0LB-122088 ¦ T14211-7318-02-ME-C47-001 ¦ CCP-W-B114-02-ME-A07-0001 ¦ MRT-YQ03-P2LB-122088 ¦ MRT-YQ03-P3LB-122088 | [HRSG]_PERFORMANCE AND OPERATIONAL DATA ¦ HRSG - PERFORMANCE AND OPERATIONAL DATA ¦ HRSG_Performance and Operational Data ¦ [HRSG(For Block 2)]_HRSG_PERFORMANCE AND OPERATIONAL DATA ¦ [HRSG(For Block 3, 4)]_HRSG_PERFORMANCE AND OPERATIONAL DATA | Merged duplicate performance/operational data rows across projects/blocks and inconsistent document_type casing into one standardized deliverable.
218 | HRSG Vendor Document List | HRSG | Mechanical | Manual | Plant General System | General | HRSG | HRSG Shop Quality Manual | Vendor | Source-Grounded | Approved Source-Grounded | 2410 | Fadhili ¦ Grati ¦ Karabatan ¦ Ukudu | T16182-CQ02-P0LB-122001 ¦ GRT-QA00-P0H-040006 ¦ GRT-CQ02-P1H-300001 ¦ T14211-7318-02-ME-B27-001 ¦ T16182-XN00-P0LB-122032 ¦ T14211-7318-02-ME-P10-001 | HRSG - INSTALLATION AND INSTRUCTION MANUAL ¦ [HRSG]_Shop Quality Manual for HRSG ¦ [HRSG]_INSTALLATION, OPERATION AND MAINTENANCE INSTRUCTION MANUAL ¦ OPERATION & MAINTENANCE Manual for HRSG ¦ HRSG_OPERATION & MAINTENANCE (O&M) MANUAL ¦ HRSG - MANUAL VALVE LIST ¦ HRSG_Manual Valve list with electronic file(EXCEL) | Split shop quality manual deliverable; supported by explicit source title.
219 | HRSG Vendor Document List | HRSG | Mechanical | Performance Curve | Plant General System | General | HRSG | HRSG Start-up Curve | Vendor | Source-Grounded | Approved Source-Grounded | 3038 | R&N | SAU4005-G011-H__-&MDA-04804 ¦ SAU4005-G011-H__-&MDA-04805 | HRSG(V) - Degradation Curve ¦ HRSG(V) - Start-up Curve | Split start-up curve from degradation curve; both are distinct performance curve deliverables.
220 | HRSG Vendor Document List | HRSG | Mechanical | System Description | Plant General System | General | HRSG | HRSG System Description | Vendor | Source-Grounded | Approved Source-Grounded | 2426 ¦ 3076 ¦ 3077 ¦ 3399 | R&N ¦ Muara Tawar ¦ Fadhili ¦ Grati ¦ Karabatan ¦ Turkistan ¦ Ukudu | SAU4005-G011-CJF-&MDB-04811 ¦ SAU4005-G011-H__-&MDB-04846 ¦ SAU4005-G011-HYA-&EDB-04886 ¦ SAU4005-G011-HNY-&MDA-04989 ¦ SAU4005-G011-HHA-&MDB-05007 ¦ MRT-XS00-P2LB-122035 ¦ MRT-XS00-P3LB-122035 ¦ T16182-XS00-P0LB-122035 ¦ T16182-XS00-P0LB-122036 ¦ GRT-XS00-P1H-300031 ¦ T14211-7318-02-ME-A07-001 ¦ T14211-7318-02-ME-B16-102 ¦ T14211-7318-02-ME-B16-202 ¦ CCP-W-B114-02-ME-A07-0065 ¦ CCP-W-B114-02-ME-A07-0064 ¦ CCP-W-B114-02-ME-A07-1002 | HRSG(V) - System Description ¦ HRSG(V) - System Description for Diverter & Guillotine Damper ¦ HRSG(V) - Control Description ¦ HRSG(V) - System Description for SCR ¦ HRSG(V) - System Description for Duct Burner ¦ [HRSG(For Block 2)]_HRSG_SYSTEM DESCRIPTION ¦ [HRSG(for Block 3, 4)]_HRSG_SYSTEM DESCRIPTION ¦ HRSG - SYSTEM DESCRIPTION ¦ HRSG - SYSTEM DESCRIPTION FOR HRSG DUCT BURNER SYSTEM ¦ [HRSG]_SYSTEM DESCRIPTION ¦ HRSG_HRSG System description ¦ HRSG_System Description for Diverter & Guillotine Damper ¦ HRSG_System Description for Duct Burner System ¦ HRSG_Protection System Description ¦ HRSG_Control and Automation Description ¦ HRSG_Diverter Damper - Functional and Protection Description ¦ HRSG_SYSTEM DESCRIPTION | Kept general HRSG system description as core vendor deliverable. ¦ Merged multiple HRSG system description rows across blocks/projects; retained as one standardized vendor deliverable at package level.
221 | HRSG Vendor Document List | HRSG | Mechanical | TBE | Plant General System | General | HRSG | HRSG TBE | Vendor | Source-Grounded | Approved Source-Grounded | 2412 | Karabatan | T14211-7300-ME-TBE-0003 | TBE for HRSG | Retained as bid evaluation deliverable acronym per source row.
222 | HRSG Vendor Document List | HRSG | Mechanical | Technical Bid Evaluation | Plant General System | General | HRSG | HRSG Technical Bid Evaluation | Vendor | Source-Grounded | Approved Source-Grounded | 2413 | Karabatan | T14211-7318-ME-TBE-0001 | Technical Bid Evaluation for HRSG | Retained as technical bid evaluation deliverable per source row.
223 | HRSG Vendor Document List | HRSG | Mechanical | List | Plant General System | General | HRSG | HRSG Valve List | Vendor | Source-Grounded | Approved Source-Grounded | 2418 ¦ 3121 ¦ 4623 | Muara Tawar ¦ Grati | MRT-XV00-P2LB-122039 ¦ MRT-XL00-P2LB-122030 ¦ MRT-XN00-P2LB-122032 ¦ MRT-XN00-P3LB-122032 | [HRSG(For Block 2)]_HRSG_EQUIPMENT LIST ¦ [HRSG(For Block 2)]_HRSG_LINE LIST ¦ [HRSG(For Block 2)]_HRSG_VALVE LIST ¦ [HRSG]_LINE LIST ¦ [HRSG]_VALVE LIST ¦ [HRSG(For Block 3, 4)]_HRSG_VALVE LIST | Split combined lists into discrete deliverable; valve list only evidenced for Block 2 in this batch. ¦ Merged valve list evidence across projects/blocks into one standardized HRSG valve list.
224 | HRSG Vendor Document List | HRSG | Mechanical | General Arrangement Drawing | Plant General System | General | HRSG Casing | HRSG Casing & Field Erection General Arrangement Drawing | Vendor | Source-Grounded | Approved Source-Grounded | 1903 | Fadhili ¦ Grati ¦ Karabatan | T16182-UE00-P0LB-122008 ¦ GRT-UE00-P1H-300007 ¦ T14211-7318-02-ME-B05-401 | HRSG - ARRANGEMENT OF CASING & FIELD ERECTION ¦ [HRSG]_ARRANGEMENT OF CASING & FIELD ERECTION ¦ HRSG_ARRANGEMENT OF CASING & FIELD ERECTION | Standardized casing & field erection GA title; single consolidated deliverable evidenced by multiple projects in one row.
225 | HRSG Vendor Document List | HRSG | Mechanical | Diagram | Plant General System | General | HRSG Control & Automation | HRSG Control and Automation Diagram | Vendor | Source-Grounded | Approved Source-Grounded | 1948 ¦ 2420 | Muara Tawar | MRT-YF00-P2LB-122066 ¦ MRT-YQ01-P3LB-122085 ¦ MRT-YF00-P3LB-122066 | [HRSG(For Block 2)]_HRSG_CONTROL AND AUTOMATION DIAGRAM ¦ [HRSG(For Block 3, 4)]_HRSG_WIRING & SCHEMATIC DIAGRAM ¦ [HRSG(For Block 3, 4)]_HRSG_CONTROL AND AUTOMATION DIAGRAM | Standardized control/automation diagram title; removed block qualifier. ¦ Split diagram row into distinct diagram types; evidence includes control and automation diagram.
226 | HRSG Vendor Document List | HRSG | Mechanical | General Arrangement Drawing | Plant General System | General | HRSG Plan View (Upper/Lower) | HRSG General Arrangement Drawing (Plan Views) | Vendor | Source-Grounded | Approved Source-Grounded | 2637 | Karabatan | T14211-7318-02-ME-B01-003 ¦ T14211-7318-02-ME-B01-004 | HRSG_General arrangement of HRSG (Upper Plan View) ¦ HRSG_General arrangement of HRSG (Lower Plan View) | Distinct GA subset for upper/lower plan views; kept separate from overall GA.
227 | HRSG Vendor Document List | HRSG | Mechanical | Diagram | Plant General System | General | HRSG Wiring | HRSG Wiring & Schematic Diagram | Vendor | Source-Grounded | Approved Source-Grounded | 2420 ¦ 3137 | Muara Tawar | MRT-YQ01-P3LB-122085 ¦ MRT-YF00-P3LB-122066 ¦ MRT-YQ01-P2LB-122085 | [HRSG(For Block 3, 4)]_HRSG_WIRING & SCHEMATIC DIAGRAM ¦ [HRSG(For Block 3, 4)]_HRSG_CONTROL AND AUTOMATION DIAGRAM ¦ [HRSG(For Block 2)]_HRSG_WIRING & SCHEMATIC DIAGRAM | Split diagram row into distinct diagram types; evidence includes wiring & schematic diagram. ¦ Standardized to explicit wiring/schematic diagram deliverable; no merge candidates.
228 | HRSG Vendor Document List | HRSG | Mechanical | DOCUMENT PACKAGE | Plant General System | General | Hoist | HRSG Hoist Document Package | Vendor | Source-Grounded | Approved Source-Grounded | 2676 ¦ 2677 | Muara Tawar | MRT-DP00-P2LB-122122 ¦ MRT-DP00-P2LB-122123 ¦ MRT-DP00-P3LB-122122 ¦ MRT-DP00-P3LB-122123 | [HRSG(for Block 2)]_HRSG_ELEVATOR DOCUMENT PACKAGE ¦ [HRSG(for Block 2)]_HRSG_HOIST DOCUMENT PACKAGE ¦ [HRSG(for Block 3, 4)]_HRSG_ELEVATOR DOCUMENT PACKAGE ¦ [HRSG(for Block 3, 4)]_HRSG_HOIST DOCUMENT PACKAGE | Merged identical hoist document package across blocks; mapped L2 to Crane & hoist taxonomy.
229 | HRSG Vendor Document List | HRSG | Mechanical | General Arrangement Drawing | Plant General System | General | Inlet Duct | HRSG Inlet Duct Arrangement Drawing | Vendor | Source-Grounded | Approved Source-Grounded | 2703 ¦ 2704 ¦ 2705 | Fadhili ¦ Grati ¦ Karabatan ¦ R&N | T16182-UE00-P0LB-122009 ¦ GRT-UE00-P1H-300008 ¦ T14211-7318-02-ME-B05-301 ¦ T14211-7318-02-ME-B05-301~400 ¦ SAU4005-G011-UHB-&MTL-04869 | HRSG - ARRANGEMENT OF INLET DUCT ¦ [HRSG]_ARRANGEMENT OF INLET DUCT ¦ HRSG_ARRANGEMENT OF INLET DUCT ¦ HRSG(V) - Arrangement of Inlet Duct | Merged inlet duct arrangement across multiple projects including vendor-marked HRSG(V).
230 | HRSG Vendor Document List | HRSG | Mechanical | BOM | Plant General System | General | Insulation | HRSG Insulation Data & BOM | Vendor | Source-Grounded | Approved Source-Grounded | 2728 ¦ 2729 | Muara Tawar | MRT-YQ03-P2LB-122086 ¦ MRT-YQ03-P3LB-122086 | [HRSG(For Block 2)]_HRSG_DATA & BOM OF INSULATION ¦ [HRSG(For Block 3, 4)]_HRSG_DATA & BOM OF INSULATION | Merged same insulation data & BOM deliverable across blocks; standardized as 'Data & BOM' despite document_type shown as BOM.
231 | HRSG Vendor Document List | HRSG | Mechanical | Drawing | Plant General System | General | MOV | HRSG MOV Drawings | Vendor | Source-Grounded | Approved Source-Grounded | 1976 | Grati |  | [HRSG]_MOV DATASHEET & DRAWINGS ¦ [HRSG]_CV DATASHEET & DRAWINGS ¦ [HRSG]_DESH. DATASHEET & DRAWINGS ¦ [HRSG]_ SPEC. & DRAWING FOR PREHEATER RECIRCULATION PUMP | Split multi-item 'DATASHEET & DRAWINGS' bundle; kept drawings portion for MOV as separate deliverable.
232 | HRSG Vendor Document List | HRSG | Mechanical | Technical Data Sheet | Plant General System | General | MOV | HRSG MOV Technical Data Sheet | Vendor | Source-Grounded | Approved Source-Grounded | 1976 | Grati |  | [HRSG]_MOV DATASHEET & DRAWINGS ¦ [HRSG]_CV DATASHEET & DRAWINGS ¦ [HRSG]_DESH. DATASHEET & DRAWINGS ¦ [HRSG]_ SPEC. & DRAWING FOR PREHEATER RECIRCULATION PUMP | Split multi-item 'DATASHEET & DRAWINGS' bundle; kept datasheet portion for MOV as separate deliverable.
233 | HRSG Vendor Document List | HRSG | Mechanical | General Arrangement Drawing | Plant General System | General | Main Stack | HRSG Main Stack & Field Erection Arrangement Drawing | Vendor | Source-Grounded | Approved Source-Grounded | 2764 | Fadhili ¦ Grati | T16182-UE00-P0LB-122010 ¦ GRT-UE00-P1H-300009 | HRSG - ARRANGEMENT OF MAIN STACK& FIELD ERECTION ¦ [HRSG]_ARRANGEMENT OF MAIN STACK& FIELD ERECTION | Kept as separate GA drawing deliverable from 'ARRG`T' arrangement documents.
234 | HRSG Vendor Document List | HRSG | Mechanical | General Arrangement Drawing | Plant General System | General | Main Stack | HRSG Main Stack Field Erection General Arrangement Drawing | Vendor | Source-Grounded | Approved Source-Grounded | 1851 ¦ 1852 | Muara Tawar | MRT-UE00-P2LB-122010 ¦ MRT-UE00-P3LB-122010 | [HRSG(For Block 2)]_HRSG_ARRANGEMENT OF MAIN STACK & FIELD ERECTION ¦ [HRSG(for Block 3, 4)]_HRSG_ARRANGEMENT OF MAIN STACK & FIELD ERECTION | Merged duplicate deliverable differing only by block qualifier (Block 2 vs Block 3,4) for same HRSG main stack field erection GA.
235 | HRSG Vendor Document List | HRSG | Mechanical | List | Plant General System | General | Manual Valves | HRSG Manual Valve List | Vendor | Source-Grounded | Approved Source-Grounded | 2410 | Fadhili ¦ Grati ¦ Karabatan ¦ Ukudu | T16182-CQ02-P0LB-122001 ¦ GRT-QA00-P0H-040006 ¦ GRT-CQ02-P1H-300001 ¦ T14211-7318-02-ME-B27-001 ¦ T16182-XN00-P0LB-122032 ¦ T14211-7318-02-ME-P10-001 | HRSG - INSTALLATION AND INSTRUCTION MANUAL ¦ [HRSG]_Shop Quality Manual for HRSG ¦ [HRSG]_INSTALLATION, OPERATION AND MAINTENANCE INSTRUCTION MANUAL ¦ OPERATION & MAINTENANCE Manual for HRSG ¦ HRSG_OPERATION & MAINTENANCE (O&M) MANUAL ¦ HRSG - MANUAL VALVE LIST ¦ HRSG_Manual Valve list with electronic file(EXCEL) | Reclassified manual valve list from 'Manual' into 'List' as standard deliverable type; supported by explicit source titles.
236 | HRSG Vendor Document List | HRSG | Mechanical | Technical Specification | Plant General System | General | Painting | HRSG Painting Specification | Vendor | Source-Grounded | Approved Source-Grounded | 20 | R&N | SAU4005-G011-HB_-&MEC-05070 ¦ SAU4005-G011-HYA-&EEC-04949 ¦ SAU4005-G011-HYA-&EDA-04901 ¦ SAU4005-G011-HYA-&EDB-04933 ¦ SAU4005-G011-HNY-&MDB-04990 ¦ SAU4005-G011-HHA-&MDB-05022 ¦ SAU4005-G011-ZEN-&MDC-05040 | HRSG(V) - STEEL STRUCTURE MATERIAL SPECIFICATION ¦ HRSG(V) - CABLE SPECIFICATION ¦ HRSG(V) - Local Gauge and Temp. Element Specification ¦ HRSG(V) - Equipment Specification for CEMS ¦ HRSG(V) - Technical Specification for SCR ¦ HRSG(V) - Technical Specification for Duct Burner ¦ HRSG(V) - HRSG_Painting Specification | Included painting specification from HRSG(V) specification list.
237 | HRSG Vendor Document List | HRSG | Mechanical | General Arrangement Drawing | Plant General System | General | Partition Plate & Gas Baffle | HRSG Partition Plate & Gas Baffle Arrangement Drawing | Vendor | Source-Grounded | Approved Source-Grounded | 2918 | Fadhili ¦ Karabatan | T16182-YT01-P0LB-122103 ¦ T14211-7318-02-ME-B05-402 | HRSG - ARRANGEMENT OF PARTITION PLATE & GAS BAFFLE ¦ HRSG_ARRANGEMENT OF PARTITION PLATE & GAS BAFFLE | Merged same arrangement drawing across projects (partition plate & gas baffle).
238 | HRSG Vendor Document List | HRSG | Mechanical | General Arrangement Drawing | Plant General System | General | Portable Extinguisher | HRSG Portable Extinguisher Arrangement Drawing | Vendor | Source-Grounded | Approved Source-Grounded | 2937 | Fadhili | T16182-YD00-P0SGZ-138131 | PORTABLE EXTINGUISHER ARRANGEMENT FOR HRSG | Standardized HRSG-specific fire protection arrangement title; no merge candidates.
239 | HRSG Vendor Document List | HRSG | Mechanical | Drawing | Plant General System | General | Power Distribution Panel | HRSG Power Distribution Panel Drawings | Vendor | Source-Grounded | Approved Source-Grounded | 2941 ¦ 2942 | Muara Tawar | MRT-YD00-P2LB-122056 ¦ MRT-YD00-P3LB-122056 | [HRSG(For Block 2)]_HRSG_POWER DISTRIBUTION PANEL DRAWINGS ¦ [HRSG(For Block 3, 4)]_HRSG_POWER DISTRIBUTION PANEL DRAWINGS | Merged identical deliverable across blocks; removed block qualifiers from standardized title/equipment.
240 | HRSG Vendor Document List | HRSG | Mechanical | Drawing | Plant General System | General | Preheater Recirculation Pump | Preheater Recirculation Pump Drawing | Vendor | Source-Grounded | Approved Source-Grounded | 1976 | Grati |  | [HRSG]_MOV DATASHEET & DRAWINGS ¦ [HRSG]_CV DATASHEET & DRAWINGS ¦ [HRSG]_DESH. DATASHEET & DRAWINGS ¦ [HRSG]_ SPEC. & DRAWING FOR PREHEATER RECIRCULATION PUMP | Split combined 'SPEC. & DRAWING FOR PREHEATER RECIRCULATION PUMP' into drawing deliverable; specification captured separately.
241 | HRSG Vendor Document List | HRSG | Mechanical | Technical Specification | Plant General System | General | Preheater Recirculation Pump | Preheater Recirculation Pump Technical Specification | Vendor | Source-Grounded | Approved Source-Grounded | 1976 | Grati |  | [HRSG]_MOV DATASHEET & DRAWINGS ¦ [HRSG]_CV DATASHEET & DRAWINGS ¦ [HRSG]_DESH. DATASHEET & DRAWINGS ¦ [HRSG]_ SPEC. & DRAWING FOR PREHEATER RECIRCULATION PUMP | Split combined 'SPEC. & DRAWING FOR PREHEATER RECIRCULATION PUMP' into specification deliverable; drawing captured separately.
242 | HRSG Vendor Document List | HRSG | Mechanical | General Arrangement Drawing | Plant General System | General | Pressure Part | HRSG Pressure Part Arrangement Drawing | Vendor | Source-Grounded | Approved Source-Grounded | 2425 ¦ 2944 ¦ 2945 ¦ 2946 | R&N ¦ Fadhili ¦ Grati ¦ Karabatan ¦ Muara Tawar | SAU4005-G011-UHA-&MLH-04821 ¦ T16182-YB03-P0LB-122048 ¦ GRT-YD00-P1H-300034 ¦ T14211-7318-02-ME-B05-001 ¦ T14211-7318-02-ME-B05-001~100 ¦ MRT-YB03-P2LB-122048 ¦ MRT-YB03-P3LB-122048 | HRSG(V) - Pressure Part Arrangement ¦ HRSG - PRESSURE PART ARRANGEMENT ¦ [HRSG]_PRESSURE PART ARRANGEMENT ¦ HRSG_Pressure Part Arrangement of HRSG ¦ [HRSG(For Block 2)]_HRSG_PRESSURE PART ARRANGEMENT ¦ [HRSG(for Block 3, 4)]_HRSG_PRESSURE PART ARRANGEMENT | Single source row explicitly for HRSG pressure part arrangement. ¦ Merged pressure part GA across projects/blocks into one standardized vendor deliverable.
243 | HRSG Vendor Document List | HRSG | Mechanical | Document | Plant General System | General | Pressure Part | HRSG Pressure Part Detail for Installation | Vendor | Source-Grounded | Approved Source-Grounded | 2948 | Muara Tawar | MRT-YB03-P2LB-122113 | [HRSG(for Block 2, 3&4)]_ HRSG_PRESSURE PART DETAIL FOR INSTALLATION | Kept as separate installation-detail document (not a GA) per source title.
244 | HRSG Vendor Document List | HRSG | Mechanical | Summary | Plant General System | General | SCR | HRSG SCR Performance Summary | Vendor | Source-Grounded | Approved Source-Grounded | 3194 | R&N | SAU4005-G011-H__-&MDB-04813 ¦ SAU4005-G011-HNY-&MDA-05093 | HRSG(V) - HRSG Blowdown System Summary ¦ HRSG(V) - SCR Performance Summary | Split SCR performance summary from blowdown system summary as different subjects within same source standard row.
245 | HRSG Vendor Document List | HRSG | Mechanical | SYSTEM CONFIGURATION | Plant General System | General | SCR | HRSG SCR System Configuration | Vendor | Source-Grounded | Approved Source-Grounded | 2423 | Ukudu |  | SYSTEM CONFIGURATION FOR HRSG SCR | Single source row covering HRSG SCR system configuration.
246 | HRSG Vendor Document List | HRSG | Mechanical | System Description | Plant General System | General | SCR | HRSG SCR System Description | Vendor | Source-Grounded | Approved Source-Grounded | 2426 | R&N | SAU4005-G011-CJF-&MDB-04811 ¦ SAU4005-G011-H__-&MDB-04846 ¦ SAU4005-G011-HYA-&EDB-04886 ¦ SAU4005-G011-HNY-&MDA-04989 ¦ SAU4005-G011-HHA-&MDB-05007 | HRSG(V) - System Description ¦ HRSG(V) - System Description for Diverter & Guillotine Damper ¦ HRSG(V) - Control Description ¦ HRSG(V) - System Description for SCR ¦ HRSG(V) - System Description for Duct Burner | Split specialized SCR system description into dedicated deliverable.
247 | HRSG Vendor Document List | HRSG | Mechanical | General Arrangement Drawing | Plant General System | General | SCR Catalyst Frame | HRSG SCR Catalyst Frame & Sealing Arrangement General Arrangement Drawing | Vendor | Source-Grounded | Approved Source-Grounded | 1904 | Ukudu |  | CATALYST FRAME & SEALING ARRANGEMENT DRAWING FOR HRSG SCR | Normalized to HRSG SCR catalyst frame/sealing arrangement GA per source title.
248 | HRSG Vendor Document List | HRSG | Mechanical | Drawing | Plant General System | General | Safety & Relief Valve | HRSG Safety & Relief Valve Specification & Drawing | Vendor | Source-Grounded | Approved Source-Grounded | 3035 ¦ 3047 | Muara Tawar | MRT-YD00-P3LB-122050 ¦ MRT-YT01-P3LB-122051 ¦ MRT-YD00-P3LB-122052 ¦ MRT-YD00-P2LB-122049 ¦ MRT-YD00-P2LB-122050 ¦ MRT-YT01-P2LB-122051 ¦ MRT-YD00-P2LB-122052 | [HRSG(For Block 3, 4)]_HRSG_SPEC. & DRAWING FOR BLOWDOWN PUMP ¦ [HRSG(For Block 3, 4)]_HRSG_SPEC. & DRAWING FOR SAFETY & RELIEF VALVE ¦ [HRSG(For Block 3, 4)]_HRSG_SPEC. & DRAWING FOR STACK DAMPER ¦ [HRSG(For Block 2)]_HRSG_SPEC. & DRAWING FOR STEAM DRUM ¦ [HRSG(For Block 2)]_HRSG_SPEC. & DRAWING FOR BLOWDOWN PUMP ¦ [HRSG(For Block 2)]_HRSG_SPEC. & DRAWING FOR SAFETY & RELIEF VALVE ¦ [HRSG(For Block 2)]_HRSG_SPEC. & DRAWING FOR STACK DAMPER | Extracted SRV spec & drawing as its own deliverable from combined source titles; applies across blocks.
249 | HRSG Vendor Document List | HRSG | Mechanical | Drawing | Plant General System | General | Stack Damper | HRSG Stack Damper Specification & Drawing | Vendor | Source-Grounded | Approved Source-Grounded | 3035 ¦ 3047 | Muara Tawar | MRT-YD00-P3LB-122050 ¦ MRT-YT01-P3LB-122051 ¦ MRT-YD00-P3LB-122052 ¦ MRT-YD00-P2LB-122049 ¦ MRT-YD00-P2LB-122050 ¦ MRT-YT01-P2LB-122051 ¦ MRT-YD00-P2LB-122052 | [HRSG(For Block 3, 4)]_HRSG_SPEC. & DRAWING FOR BLOWDOWN PUMP ¦ [HRSG(For Block 3, 4)]_HRSG_SPEC. & DRAWING FOR SAFETY & RELIEF VALVE ¦ [HRSG(For Block 3, 4)]_HRSG_SPEC. & DRAWING FOR STACK DAMPER ¦ [HRSG(For Block 2)]_HRSG_SPEC. & DRAWING FOR STEAM DRUM ¦ [HRSG(For Block 2)]_HRSG_SPEC. & DRAWING FOR BLOWDOWN PUMP ¦ [HRSG(For Block 2)]_HRSG_SPEC. & DRAWING FOR SAFETY & RELIEF VALVE ¦ [HRSG(For Block 2)]_HRSG_SPEC. & DRAWING FOR STACK DAMPER | Extracted stack damper spec & drawing as its own deliverable from combined source titles; applies across blocks.
250 | HRSG Vendor Document List | HRSG | Mechanical | Drawing | Plant General System | General | Steam Drum | HRSG Steam Drum Specification & Drawing | Vendor | Source-Grounded | Approved Source-Grounded | 3047 ¦ 3048 | Muara Tawar | MRT-YD00-P2LB-122049 ¦ MRT-YD00-P2LB-122050 ¦ MRT-YT01-P2LB-122051 ¦ MRT-YD00-P2LB-122052 ¦ MRT-YD00-P3LB-122049 | [HRSG(For Block 2)]_HRSG_SPEC. & DRAWING FOR STEAM DRUM ¦ [HRSG(For Block 2)]_HRSG_SPEC. & DRAWING FOR BLOWDOWN PUMP ¦ [HRSG(For Block 2)]_HRSG_SPEC. & DRAWING FOR SAFETY & RELIEF VALVE ¦ [HRSG(For Block 2)]_HRSG_SPEC. & DRAWING FOR STACK DAMPER ¦ [HRSG(for Block 3, 4)]_HRSG_SPEC. & DRAWING FOR STEAM DRUM | Merged steam drum spec & drawing across blocks; separated from other equipment listed in same source batch.
251 | HRSG Vendor Document List | HRSG | Mechanical | Technical Data Sheet | Plant General System | General | Sump Pit Pump | HRSG Sump Pit Pump Technical Data Sheet | Vendor | Source-Grounded | Approved Source-Grounded | 2424 | Grati | GRT - YT01 - P0GCK - 126806 | Data Sheet HRSG Sump Pit Pump | Single source row explicitly for HRSG sump pit pump data sheet.
252 | HRSG Vendor Document List | HRSG | Mechanical | Drawing | Plant General System | General | Water Box Vacuum Pump Tank | Tank Drawing for Water Box Vacuum Pump | Vendor | Source-Grounded | Approved Source-Grounded | 3134 | Grati ¦ Ukudu | GRT-XK00-P0MAJ-460213 | Tank Drawing For Water Box Vacuum Pump ¦ OUNLINE DRAWING FOR CCW EXPANSION HEAD TANK ¦ OUNLINE DRAWING FOR CCW CHEMICAL ADDITIVE TANK ¦ AMMONIA STORAGE TANK DATA SHEET & DRAWING FOR HRSG SCR ¦ AMMONIA DILUTION TANK DATA SHEET & DRAWING FOR HRSG SCR | Separated tank drawing item from mixed tank titles; retained only clearly evidenced tank drawing for WBVP.
253 | HRSG Vendor Document List | HRSG | Mechanical | Standard | Plant General System | General | Water Quality | HRSG Water Quality Standard | Vendor | Source-Grounded | Approved Source-Grounded | 3135 | R&N | SAU4005-G011-QLA-&MDA-05054 | HRSG(V) - Water Quality Standard | Directly standardized from explicit source title.
254 | HRSG Vendor Document List | HRSG | Mechanical | Reinforcement Drawing | Plant General System | HRSG | Re-bar | HRSG Re-bar Detail Reinforcement Drawing | Vendor | Source-Grounded | Approved Source-Grounded | 2996 | Turkistan | CCP-PW-B014-CV-HR-0006 | HEAT RECOVERY STEAM GENERATOR_RE-BAR DETAIL | Kept as distinct civil/structural deliverable within vendor package evidence (re-bar detail).
255 | HRSG Vendor Document List | HRSG | Mechanical | List | Plant General System | Heat exchanger | HRSG | HRSG Equipment List | Vendor | Source-Grounded | Approved Source-Grounded | 5465 ¦ 5698 ¦ 2418 | Fadhili ¦ Grati ¦ Karabatan ¦ Turkistan ¦ Ukudu ¦ R&N ¦ Muara Tawar | T14211-7318-02-ME-B16-117 ¦ T14211-7318-02-ME-B16-223 ¦ T14211-7318-02-ME-E29-001 ¦ T16182-YL00-P0LB-122075 ¦ T16182-YL00-P0LB-122076 ¦ GRT-YL00-P1H-300051 ¦ T14211-7318-02-ME-H20-001 ¦ T14211-7318-02-ME-B16-113 ¦ T14211-7318-02-ME-B16-229 ¦ T14211-7318-02-ME-H21-001 ¦ CCP-W-B114-02-ME-H20-0068 ¦ CCP-W-B114-02-ME-H20-1014 ¦ T16182-XL00-P0LB-122030 ¦ T16182-XL00-P0LB-122031 ¦ T16182-XN00-P0LB-122033 ¦ T16182-XV00-P0LB-122038 ¦ T16182-XV00-P0LB-122039 ¦ T16182-YK10-P0LB-122077 ¦ T16182-YT01-P0LB-122102 ¦ GRT-QA00-P0H-040007 ¦ GRT-QA00-P0H-040009 ¦ GRT-QA00-P0H-040011 ¦ GRT-XL00-P1H-300028 ¦ T14211-7318-02-ME-P06-101 ¦ T14211-7318-02-ME-B16-119 ¦ T14211-7318-02-ME-B16-219 ¦ T14211-7318-02-ME-B16-228 ¦ T14211-7318-02-ME-B16-236 ¦ T14211-7318-02-ME-P14-001 ¦ T14211-7318-02-ME-B05-241~250 ¦ T14211-7318-02-ME-P10-101 ¦ CCP-W-B114-02-ME-B15-0001 ¦ CCP-W-B114-02-ME-P10-0061 ¦ CCP-W-B114-02-ME-P14-0062 ¦ CCP-W-B114-02-ME-P10-1013 ¦ T16182-XN00-P0LB-122034 ¦ GRT-QA00-P0H-040015 ¦ GRT-XN00-P1H-300029 ¦ T14211-7318-02-ME-B16-112 ¦ T14211-7318-02-ME-B16-227 ¦ SAU4005-G011-HYA-&EPC-04939 ¦ SAU4005-G011-HNY-&MDA-04960 ¦ SAU4005-G011-HHA-&MDA-05002 ¦ SAU4005-G011-HNE-&EPC-05106 ¦ SAU4005-G011-HNE-&EPA-05112 ¦ SAU4005-G011-HYA-&EPC-04892 ¦ SAU4005-G011-HYA-&EFP-04906 ¦ SAU4005-G011-HYA-&EDA-04919 ¦ SAU4005-G011-HYA-&EDA-04925 ¦ SAU4005-G011-HNY-&MDA-04976 ¦ SAU4005-G011-HHA-&MDA-05015 ¦ SAU4005-G011-HAN-&MLU-04830 ¦ SAU4005-G011-HA_-&MPD-04883 ¦ SAU4005-G011-HA_-&MPL-04885 ¦ SAU4005-G011-HYA-&EDA-04890 ¦ SAU4005-G011-HYA-&EFP-04907 ¦ SAU4005-G011-HYA-&EEC-04908 ¦ SAU4005-G011-HYA-&EFQ-04921 ¦ SAU4005-G011-HYA-&EFQ-04936 ¦ SAU4005-G011-HNY-&MFQ-04958 ¦ SAU4005-G011-HNY-&MDA-04982 ¦ SAU4005-G011-HNY-&MDA-04998 ¦ SAU4005-G011-HHA-&MFQ-05000 ¦ SAU4005-G011-HHA-&MDA-05019 ¦ SAU4005-G011-HHA-&MDA-05026 ¦ SAU4005-G011-HHA-&MDA-05029 ¦ SAU4005-G011-___-&BAB-05068 ¦ SAU4005-G011-HHA-&MDA-05096 ¦ SAU4005-G011-HNE-&EFP-05115 ¦ SAU4005-G011-HYA-&EDA-04891 ¦ SAU4005-G011-HYA-&EDA-04918 ¦ SAU4005-G011-HNY-&MDA-04991 ¦ SAU4005-G011-HHA-&MDA-05030 ¦ MRT-XV00-P2LB-122039 ¦ MRT-XL00-P2LB-122030 ¦ MRT-XN00-P2LB-122032 | HRSG_Cable List for Diverter & Guillotine Damper ¦ HRSG_BMS Cable & Panel Terminal List for Duct Burner System ¦ HRSG_Electrical load List for HRSG ¦ HRSG - INSTRUMENT LIST ¦ HRSG - INSTRUMENT LIST FOR DUCT BURNER SYSTEM ¦ [HRSG]_INSTRUMENT LIST ¦ HRSG_Instrument List ¦ HRSG_Instrument List for Diverter & Guillotine Damper ¦ HRSG_Instrument List for Duct Burner System ¦ HRSG_Diverter Damper - Instrument List ¦ HRSG_INSTRUMENT LIST ¦ HRSG_DCS I/O LIST ¦ HRSG - LINE LIST ¦ HRSG - LINE LIST FOR DUCT BURNER SYSTEM ¦ HRSG - MOV & CV LIST ¦ HRSG - BMS PANEL PART LIST FOR DUCT BURNER SYSTEM ¦ HRSG - EQUIPMENT LIST ¦ HRSG - ALARM AND TRIP SETTING LIST FOR DUCT BURNER SYSTEM ¦ HRSG - I/O LIST FOR BMS AND CEMS ¦ [HRSG]_Welders List for HRSG Heat Exchanger ¦ [HRSG]_Welders List for HRSG HP Drum ¦ [HRSG]_Welders List for HRSG LP Drum ¦ [HRSG]_LINE LIST ¦ HRSG_MOV & CV List ¦ HRSG_Alarm and Trip Setting List for Diverter & Guillotine Damper ¦ HRSG_BMS Panel Part List for Duct Burner System ¦ HRSG_Line List for Duct Burner System ¦ HRSG_Alarm and Trip Setting List for Duct Burner System ¦ HRSG_Line list with electronic file(EXCEL) ¦ HRSG_Vent & Drain Line (Module /Field weld) ¦ HRSG_Thermal Insulation List ¦ HRSG_Valves List ¦ HRSG_Lines List ¦ HRSG_Diverter Damper - Valves List ¦ HRSG_MOV LIST ¦ HRSG_LINE LIST ¦ HRSG - VALVE LIST FOR DUCT BURNER SYSTEM ¦ Welders List for HRSG Piping ¦ [HRSG]_VALVE LIST ¦ [HRSG]_Welders List for HRSG Piping ¦ HRSG_EXTERNAL PIPING LINE LIST ¦ HRSG_Valve List for Diverter & Guillotine Damper ¦ HRSG_Valve List for Duct Burner System ¦ HRSG_CONTROL VALVE LIST ¦ HRSG(V) - Electrical Load List ¦ HRSG(V) - Cable List for SCR ¦ HRSG(V) - Cable List for Duct Burner ¦ HRSG(V) - CEMS Electrical Load List ¦ HRSG(V) - CEMS Cable list ¦ HRSG(V) - Instrument List ¦ HRSG(V) - DCS I/O List ¦ HRSG(V) - Instrument List for Diverter & Guillotine Damper ¦ HRSG(V) - PLC I/O List for Diverter Damper (include Datalink IO list) ¦ HRSG(V) - Instrument List for SCR ¦ HRSG(V) - Instrument List for Duct Burner ¦ HRSG(V) - Vent & Drain Line (Module /Field weld) ¦ HRSG(V) - Line List ¦ HRSG(V) - Terminal Point List ¦ HRSG(V) - MOV List ¦ HRSG(V) - Alarm Set Point List ¦ HRSG(V) - Utility Consumption List ¦ HRSG(V) - Alarm and Trip Setting List for Diverter & Guillotine Damper ¦ HRSG(V) - Alarm and Trip Setting List for for CEMS ¦ HRSG(V) - Alarm and Trip Setting List for SCR ¦ HRSG(V) - Line List for SCR ¦ HRSG(V) - I/O List for SCR ¦ HRSG(V) - Alarm and Trip Setting List for Duct Burner ¦ HRSG(V) - Line List for Duct Burner ¦ HRSG(V) - BMS Communication List ¦ HRSG(V) - I/O List for DUCT BURNER ¦ HRSG(V) - Equipment List ¦ HRSG(V) - BMS IO List ¦ HRSG(V) - CEMS I/O Signals exchange List ¦ HRSG(V) - Control Valve List ¦ HRSG(V) - Valve List for Diverter & Guillotine Damper ¦ HRSG(V) - Valve List for SCR ¦ HRSG(V) - Valve List for Duct Burner ¦ [HRSG(For Block 2)]_HRSG_EQUIPMENT LIST ¦ [HRSG(For Block 2)]_HRSG_LINE LIST ¦ [HRSG(For Block 2)]_HRSG_VALVE LIST | Merged equipment list references; kept as package-level list deliverable. ¦ Split combined lists into discrete conventional deliverables; evidence includes equipment list.
256 | HRSG Vendor Document List | HRSG | Mechanical | List | Plant General System | Heat exchanger | HRSG | HRSG Line List | Vendor | Source-Grounded | Approved Source-Grounded | 5465 ¦ 5698 ¦ 2418 ¦ 2422 ¦ 3121 | Fadhili ¦ Grati ¦ Karabatan ¦ Turkistan ¦ Ukudu ¦ R&N ¦ Muara Tawar | T14211-7318-02-ME-B16-117 ¦ T14211-7318-02-ME-B16-223 ¦ T14211-7318-02-ME-E29-001 ¦ T16182-YL00-P0LB-122075 ¦ T16182-YL00-P0LB-122076 ¦ GRT-YL00-P1H-300051 ¦ T14211-7318-02-ME-H20-001 ¦ T14211-7318-02-ME-B16-113 ¦ T14211-7318-02-ME-B16-229 ¦ T14211-7318-02-ME-H21-001 ¦ CCP-W-B114-02-ME-H20-0068 ¦ CCP-W-B114-02-ME-H20-1014 ¦ T16182-XL00-P0LB-122030 ¦ T16182-XL00-P0LB-122031 ¦ T16182-XN00-P0LB-122033 ¦ T16182-XV00-P0LB-122038 ¦ T16182-XV00-P0LB-122039 ¦ T16182-YK10-P0LB-122077 ¦ T16182-YT01-P0LB-122102 ¦ GRT-QA00-P0H-040007 ¦ GRT-QA00-P0H-040009 ¦ GRT-QA00-P0H-040011 ¦ GRT-XL00-P1H-300028 ¦ T14211-7318-02-ME-P06-101 ¦ T14211-7318-02-ME-B16-119 ¦ T14211-7318-02-ME-B16-219 ¦ T14211-7318-02-ME-B16-228 ¦ T14211-7318-02-ME-B16-236 ¦ T14211-7318-02-ME-P14-001 ¦ T14211-7318-02-ME-B05-241~250 ¦ T14211-7318-02-ME-P10-101 ¦ CCP-W-B114-02-ME-B15-0001 ¦ CCP-W-B114-02-ME-P10-0061 ¦ CCP-W-B114-02-ME-P14-0062 ¦ CCP-W-B114-02-ME-P10-1013 ¦ T16182-XN00-P0LB-122034 ¦ GRT-QA00-P0H-040015 ¦ GRT-XN00-P1H-300029 ¦ T14211-7318-02-ME-B16-112 ¦ T14211-7318-02-ME-B16-227 ¦ SAU4005-G011-HYA-&EPC-04939 ¦ SAU4005-G011-HNY-&MDA-04960 ¦ SAU4005-G011-HHA-&MDA-05002 ¦ SAU4005-G011-HNE-&EPC-05106 ¦ SAU4005-G011-HNE-&EPA-05112 ¦ SAU4005-G011-HYA-&EPC-04892 ¦ SAU4005-G011-HYA-&EFP-04906 ¦ SAU4005-G011-HYA-&EDA-04919 ¦ SAU4005-G011-HYA-&EDA-04925 ¦ SAU4005-G011-HNY-&MDA-04976 ¦ SAU4005-G011-HHA-&MDA-05015 ¦ SAU4005-G011-HAN-&MLU-04830 ¦ SAU4005-G011-HA_-&MPD-04883 ¦ SAU4005-G011-HA_-&MPL-04885 ¦ SAU4005-G011-HYA-&EDA-04890 ¦ SAU4005-G011-HYA-&EFP-04907 ¦ SAU4005-G011-HYA-&EEC-04908 ¦ SAU4005-G011-HYA-&EFQ-04921 ¦ SAU4005-G011-HYA-&EFQ-04936 ¦ SAU4005-G011-HNY-&MFQ-04958 ¦ SAU4005-G011-HNY-&MDA-04982 ¦ SAU4005-G011-HNY-&MDA-04998 ¦ SAU4005-G011-HHA-&MFQ-05000 ¦ SAU4005-G011-HHA-&MDA-05019 ¦ SAU4005-G011-HHA-&MDA-05026 ¦ SAU4005-G011-HHA-&MDA-05029 ¦ SAU4005-G011-___-&BAB-05068 ¦ SAU4005-G011-HHA-&MDA-05096 ¦ SAU4005-G011-HNE-&EFP-05115 ¦ SAU4005-G011-HYA-&EDA-04891 ¦ SAU4005-G011-HYA-&EDA-04918 ¦ SAU4005-G011-HNY-&MDA-04991 ¦ SAU4005-G011-HHA-&MDA-05030 ¦ MRT-XV00-P2LB-122039 ¦ MRT-XL00-P2LB-122030 ¦ MRT-XN00-P2LB-122032 ¦ MRT-XV00-P3LB-122039 ¦ MRT-XL00-P3LB-122030 | HRSG_Cable List for Diverter & Guillotine Damper ¦ HRSG_BMS Cable & Panel Terminal List for Duct Burner System ¦ HRSG_Electrical load List for HRSG ¦ HRSG - INSTRUMENT LIST ¦ HRSG - INSTRUMENT LIST FOR DUCT BURNER SYSTEM ¦ [HRSG]_INSTRUMENT LIST ¦ HRSG_Instrument List ¦ HRSG_Instrument List for Diverter & Guillotine Damper ¦ HRSG_Instrument List for Duct Burner System ¦ HRSG_Diverter Damper - Instrument List ¦ HRSG_INSTRUMENT LIST ¦ HRSG_DCS I/O LIST ¦ HRSG - LINE LIST ¦ HRSG - LINE LIST FOR DUCT BURNER SYSTEM ¦ HRSG - MOV & CV LIST ¦ HRSG - BMS PANEL PART LIST FOR DUCT BURNER SYSTEM ¦ HRSG - EQUIPMENT LIST ¦ HRSG - ALARM AND TRIP SETTING LIST FOR DUCT BURNER SYSTEM ¦ HRSG - I/O LIST FOR BMS AND CEMS ¦ [HRSG]_Welders List for HRSG Heat Exchanger ¦ [HRSG]_Welders List for HRSG HP Drum ¦ [HRSG]_Welders List for HRSG LP Drum ¦ [HRSG]_LINE LIST ¦ HRSG_MOV & CV List ¦ HRSG_Alarm and Trip Setting List for Diverter & Guillotine Damper ¦ HRSG_BMS Panel Part List for Duct Burner System ¦ HRSG_Line List for Duct Burner System ¦ HRSG_Alarm and Trip Setting List for Duct Burner System ¦ HRSG_Line list with electronic file(EXCEL) ¦ HRSG_Vent & Drain Line (Module /Field weld) ¦ HRSG_Thermal Insulation List ¦ HRSG_Valves List ¦ HRSG_Lines List ¦ HRSG_Diverter Damper - Valves List ¦ HRSG_MOV LIST ¦ HRSG_LINE LIST ¦ HRSG - VALVE LIST FOR DUCT BURNER SYSTEM ¦ Welders List for HRSG Piping ¦ [HRSG]_VALVE LIST ¦ [HRSG]_Welders List for HRSG Piping ¦ HRSG_EXTERNAL PIPING LINE LIST ¦ HRSG_Valve List for Diverter & Guillotine Damper ¦ HRSG_Valve List for Duct Burner System ¦ HRSG_CONTROL VALVE LIST ¦ HRSG(V) - Electrical Load List ¦ HRSG(V) - Cable List for SCR ¦ HRSG(V) - Cable List for Duct Burner ¦ HRSG(V) - CEMS Electrical Load List ¦ HRSG(V) - CEMS Cable list ¦ HRSG(V) - Instrument List ¦ HRSG(V) - DCS I/O List ¦ HRSG(V) - Instrument List for Diverter & Guillotine Damper ¦ HRSG(V) - PLC I/O List for Diverter Damper (include Datalink IO list) ¦ HRSG(V) - Instrument List for SCR ¦ HRSG(V) - Instrument List for Duct Burner ¦ HRSG(V) - Vent & Drain Line (Module /Field weld) ¦ HRSG(V) - Line List ¦ HRSG(V) - Terminal Point List ¦ HRSG(V) - MOV List ¦ HRSG(V) - Alarm Set Point List ¦ HRSG(V) - Utility Consumption List ¦ HRSG(V) - Alarm and Trip Setting List for Diverter & Guillotine Damper ¦ HRSG(V) - Alarm and Trip Setting List for for CEMS ¦ HRSG(V) - Alarm and Trip Setting List for SCR ¦ HRSG(V) - Line List for SCR ¦ HRSG(V) - I/O List for SCR ¦ HRSG(V) - Alarm and Trip Setting List for Duct Burner ¦ HRSG(V) - Line List for Duct Burner ¦ HRSG(V) - BMS Communication List ¦ HRSG(V) - I/O List for DUCT BURNER ¦ HRSG(V) - Equipment List ¦ HRSG(V) - BMS IO List ¦ HRSG(V) - CEMS I/O Signals exchange List ¦ HRSG(V) - Control Valve List ¦ HRSG(V) - Valve List for Diverter & Guillotine Damper ¦ HRSG(V) - Valve List for SCR ¦ HRSG(V) - Valve List for Duct Burner ¦ [HRSG(For Block 2)]_HRSG_EQUIPMENT LIST ¦ [HRSG(For Block 2)]_HRSG_LINE LIST ¦ [HRSG(For Block 2)]_HRSG_VALVE LIST ¦ [HRSG(For Block 3, 4)]_HRSG_EQUIPMENT LIST ¦ [HRSG(For Block 3, 4)]_HRSG_LINE LIST | Merged generic HRSG line list occurrences including electronic file mention; kept separate from SCR/duct burner line lists. ¦ Merged same deliverable (line list) across blocks; removed block qualifiers. ¦ Split combined line list/valve list evidence into separate standardized list deliverables.
257 | HRSG Vendor Document List | HRSG | Mechanical | Procedure | Plant General System | Heat exchanger | HRSG Chemical Cleaning | HRSG Chemical Cleaning Procedure | Vendor | Source-Grounded | Approved Source-Grounded | 1944 ¦ 1945 | Fadhili ¦ Grati ¦ Karabatan ¦ Muara Tawar | T16182-YR01-P0LB-122082 ¦ T16182-YL08-P0LB-122083 ¦ GRT-QA00-P0H-040002 ¦ GRT-QA00-P0H-040003 ¦ GRT-QA00-P0H-040004 ¦ GRT-QA00-P0H-040005 ¦ GRT-QA00-P0H-040017 ¦ GRT-YR01-P1H-300054 ¦ GRT-YR01-P1H-300055 ¦ GRT-DN02-P1H-830012 ¦ GRT-DN02-P1LBF-830013 ¦ T14211-7318-CS-PPI-0001-000 ¦ T14211-7318-02-ME-B25-001 ¦ T14211-7318-02-ME-C10-001 ¦ T14211-7318-02-ME-B26-001 ¦ T14211-7318-02-ME-F99-002 ¦ GRT-QA00-P0H-040013 ¦ GRT-QA00-P0H-040014 ¦ GRT-QA00-P0H-040018 ¦ MRT-YR01-P2LB-122082 ¦ MRT-YL08-P2LB-122083 ¦ MRT-DN05-P2LB-122110 | HRSG - CHEMICAL CLEANING PROCEDURE ¦ HRSG - PRESERVATION AND STORAGE PROCEDURE ¦ [HRSG]_NDE Procedure for HRSG HP Drum ¦ [HRSG]_NDE Procedure for HRSG LP Drum ¦ [HRSG]_Heat Treatment Procedure for HRSG Heat Exchanger ¦ [HRSG]_NDE Procedure for HRSG Heat Exchanger ¦ [HRSG]_Welding Consumable Control Procedure for HRSG Pressure Part ¦ [HRSG]_CHEMICAL CLEANING PROCEDURE ¦ [HRSG]_CONSERVATION PROCEDURE ¦ [Commissioning Procedure] HRSG ¦ [Commissioning Procedure] HRSG Safety Valve Popping Test ¦ Commissioning Procedure for HRSG ¦ RECOMMENDED HRSG ERECTION PROCEDURE ¦ HRSG_Hydrostatic test procedure ¦ HRSG_Chemical Cleaning Procedure ¦ HRSG_HRSG conservation procedure ¦ NDE Procedure for HRSG Piping ¦ Heat Treatment Procedure for HRSG Piping ¦ [HRSG]_Welding Consumable Control Procedure for HRSG Piping ¦ [HRSG]_NDE Procedure for HRSG Piping ¦ [HRSG]_Heat Treatment Procedure for HRSG Piping ¦ [HRSG(For Block 2, 3&4)]_HRSG_CHEMICAL CLEANING PROCEDURE ¦ [HRSG(For Block 2, 3&4)]_HRSG_CONSERVATION PROCEDURE ¦ [HRSG(For Block 2, 3&4)]_COMMISSIONING PROCEDURE FOR DIVERTER DAMPER, GUILLOTTINE | Split chemical cleaning procedure as distinct standard deliverable; directly supported by multiple source titles.
258 | HRSG Vendor Document List | HRSG | Mechanical | Procedure | Plant General System | Heat exchanger | HRSG Erection | HRSG Recommended Erection Procedure | Vendor | Source-Grounded | Approved Source-Grounded | 1944 | Fadhili ¦ Grati ¦ Karabatan | T16182-YR01-P0LB-122082 ¦ T16182-YL08-P0LB-122083 ¦ GRT-QA00-P0H-040002 ¦ GRT-QA00-P0H-040003 ¦ GRT-QA00-P0H-040004 ¦ GRT-QA00-P0H-040005 ¦ GRT-QA00-P0H-040017 ¦ GRT-YR01-P1H-300054 ¦ GRT-YR01-P1H-300055 ¦ GRT-DN02-P1H-830012 ¦ GRT-DN02-P1LBF-830013 ¦ T14211-7318-CS-PPI-0001-000 ¦ T14211-7318-02-ME-B25-001 ¦ T14211-7318-02-ME-C10-001 ¦ T14211-7318-02-ME-B26-001 ¦ T14211-7318-02-ME-F99-002 ¦ GRT-QA00-P0H-040013 ¦ GRT-QA00-P0H-040014 ¦ GRT-QA00-P0H-040018 | HRSG - CHEMICAL CLEANING PROCEDURE ¦ HRSG - PRESERVATION AND STORAGE PROCEDURE ¦ [HRSG]_NDE Procedure for HRSG HP Drum ¦ [HRSG]_NDE Procedure for HRSG LP Drum ¦ [HRSG]_Heat Treatment Procedure for HRSG Heat Exchanger ¦ [HRSG]_NDE Procedure for HRSG Heat Exchanger ¦ [HRSG]_Welding Consumable Control Procedure for HRSG Pressure Part ¦ [HRSG]_CHEMICAL CLEANING PROCEDURE ¦ [HRSG]_CONSERVATION PROCEDURE ¦ [Commissioning Procedure] HRSG ¦ [Commissioning Procedure] HRSG Safety Valve Popping Test ¦ Commissioning Procedure for HRSG ¦ RECOMMENDED HRSG ERECTION PROCEDURE ¦ HRSG_Hydrostatic test procedure ¦ HRSG_Chemical Cleaning Procedure ¦ HRSG_HRSG conservation procedure ¦ NDE Procedure for HRSG Piping ¦ Heat Treatment Procedure for HRSG Piping ¦ [HRSG]_Welding Consumable Control Procedure for HRSG Piping ¦ [HRSG]_NDE Procedure for HRSG Piping ¦ [HRSG]_Heat Treatment Procedure for HRSG Piping | Separated erection procedure from mixed procedure bundle; supported by 'RECOMMENDED HRSG ERECTION PROCEDURE' source title.
259 | HRSG Vendor Document List | HRSG | Mechanical | Procedure | Plant General System | Heat exchanger | HRSG Hydrostatic Test | HRSG Hydrostatic Test Procedure | Vendor | Source-Grounded | Approved Source-Grounded | 1944 | Fadhili ¦ Grati ¦ Karabatan | T16182-YR01-P0LB-122082 ¦ T16182-YL08-P0LB-122083 ¦ GRT-QA00-P0H-040002 ¦ GRT-QA00-P0H-040003 ¦ GRT-QA00-P0H-040004 ¦ GRT-QA00-P0H-040005 ¦ GRT-QA00-P0H-040017 ¦ GRT-YR01-P1H-300054 ¦ GRT-YR01-P1H-300055 ¦ GRT-DN02-P1H-830012 ¦ GRT-DN02-P1LBF-830013 ¦ T14211-7318-CS-PPI-0001-000 ¦ T14211-7318-02-ME-B25-001 ¦ T14211-7318-02-ME-C10-001 ¦ T14211-7318-02-ME-B26-001 ¦ T14211-7318-02-ME-F99-002 ¦ GRT-QA00-P0H-040013 ¦ GRT-QA00-P0H-040014 ¦ GRT-QA00-P0H-040018 | HRSG - CHEMICAL CLEANING PROCEDURE ¦ HRSG - PRESERVATION AND STORAGE PROCEDURE ¦ [HRSG]_NDE Procedure for HRSG HP Drum ¦ [HRSG]_NDE Procedure for HRSG LP Drum ¦ [HRSG]_Heat Treatment Procedure for HRSG Heat Exchanger ¦ [HRSG]_NDE Procedure for HRSG Heat Exchanger ¦ [HRSG]_Welding Consumable Control Procedure for HRSG Pressure Part ¦ [HRSG]_CHEMICAL CLEANING PROCEDURE ¦ [HRSG]_CONSERVATION PROCEDURE ¦ [Commissioning Procedure] HRSG ¦ [Commissioning Procedure] HRSG Safety Valve Popping Test ¦ Commissioning Procedure for HRSG ¦ RECOMMENDED HRSG ERECTION PROCEDURE ¦ HRSG_Hydrostatic test procedure ¦ HRSG_Chemical Cleaning Procedure ¦ HRSG_HRSG conservation procedure ¦ NDE Procedure for HRSG Piping ¦ Heat Treatment Procedure for HRSG Piping ¦ [HRSG]_Welding Consumable Control Procedure for HRSG Piping ¦ [HRSG]_NDE Procedure for HRSG Piping ¦ [HRSG]_Heat Treatment Procedure for HRSG Piping | Separated hydrostatic test procedure from mixed procedure bundle; supported by 'HRSG_Hydrostatic test procedure' source title.
260 | HRSG Vendor Document List | HRSG | Mechanical | Procedure | Plant General System | Heat exchanger | HRSG Preservation and Storage | HRSG Preservation and Storage Procedure | Vendor | Source-Grounded | Approved Source-Grounded | 1944 ¦ 1945 | Fadhili ¦ Grati ¦ Karabatan ¦ Muara Tawar | T16182-YR01-P0LB-122082 ¦ T16182-YL08-P0LB-122083 ¦ GRT-QA00-P0H-040002 ¦ GRT-QA00-P0H-040003 ¦ GRT-QA00-P0H-040004 ¦ GRT-QA00-P0H-040005 ¦ GRT-QA00-P0H-040017 ¦ GRT-YR01-P1H-300054 ¦ GRT-YR01-P1H-300055 ¦ GRT-DN02-P1H-830012 ¦ GRT-DN02-P1LBF-830013 ¦ T14211-7318-CS-PPI-0001-000 ¦ T14211-7318-02-ME-B25-001 ¦ T14211-7318-02-ME-C10-001 ¦ T14211-7318-02-ME-B26-001 ¦ T14211-7318-02-ME-F99-002 ¦ GRT-QA00-P0H-040013 ¦ GRT-QA00-P0H-040014 ¦ GRT-QA00-P0H-040018 ¦ MRT-YR01-P2LB-122082 ¦ MRT-YL08-P2LB-122083 ¦ MRT-DN05-P2LB-122110 | HRSG - CHEMICAL CLEANING PROCEDURE ¦ HRSG - PRESERVATION AND STORAGE PROCEDURE ¦ [HRSG]_NDE Procedure for HRSG HP Drum ¦ [HRSG]_NDE Procedure for HRSG LP Drum ¦ [HRSG]_Heat Treatment Procedure for HRSG Heat Exchanger ¦ [HRSG]_NDE Procedure for HRSG Heat Exchanger ¦ [HRSG]_Welding Consumable Control Procedure for HRSG Pressure Part ¦ [HRSG]_CHEMICAL CLEANING PROCEDURE ¦ [HRSG]_CONSERVATION PROCEDURE ¦ [Commissioning Procedure] HRSG ¦ [Commissioning Procedure] HRSG Safety Valve Popping Test ¦ Commissioning Procedure for HRSG ¦ RECOMMENDED HRSG ERECTION PROCEDURE ¦ HRSG_Hydrostatic test procedure ¦ HRSG_Chemical Cleaning Procedure ¦ HRSG_HRSG conservation procedure ¦ NDE Procedure for HRSG Piping ¦ Heat Treatment Procedure for HRSG Piping ¦ [HRSG]_Welding Consumable Control Procedure for HRSG Piping ¦ [HRSG]_NDE Procedure for HRSG Piping ¦ [HRSG]_Heat Treatment Procedure for HRSG Piping ¦ [HRSG(For Block 2, 3&4)]_HRSG_CHEMICAL CLEANING PROCEDURE ¦ [HRSG(For Block 2, 3&4)]_HRSG_CONSERVATION PROCEDURE ¦ [HRSG(For Block 2, 3&4)]_COMMISSIONING PROCEDURE FOR DIVERTER DAMPER, GUILLOTTINE | Split conservation/preservation-related procedures from mixed procedure bundle; title supported by explicit 'PRESERVATION AND STORAGE PROCEDURE' evidence.
261 | HRSG Vendor Document List | HRSG | Mechanical | Procedure | Plant General System | Heat exchanger | HRSG Pressure Parts / Piping Heat Treatment | HRSG Heat Treatment Procedure (Pressure Parts / Piping) | Vendor | Source-Grounded | Approved Source-Grounded | 1944 | Fadhili ¦ Grati ¦ Karabatan | T16182-YR01-P0LB-122082 ¦ T16182-YL08-P0LB-122083 ¦ GRT-QA00-P0H-040002 ¦ GRT-QA00-P0H-040003 ¦ GRT-QA00-P0H-040004 ¦ GRT-QA00-P0H-040005 ¦ GRT-QA00-P0H-040017 ¦ GRT-YR01-P1H-300054 ¦ GRT-YR01-P1H-300055 ¦ GRT-DN02-P1H-830012 ¦ GRT-DN02-P1LBF-830013 ¦ T14211-7318-CS-PPI-0001-000 ¦ T14211-7318-02-ME-B25-001 ¦ T14211-7318-02-ME-C10-001 ¦ T14211-7318-02-ME-B26-001 ¦ T14211-7318-02-ME-F99-002 ¦ GRT-QA00-P0H-040013 ¦ GRT-QA00-P0H-040014 ¦ GRT-QA00-P0H-040018 | HRSG - CHEMICAL CLEANING PROCEDURE ¦ HRSG - PRESERVATION AND STORAGE PROCEDURE ¦ [HRSG]_NDE Procedure for HRSG HP Drum ¦ [HRSG]_NDE Procedure for HRSG LP Drum ¦ [HRSG]_Heat Treatment Procedure for HRSG Heat Exchanger ¦ [HRSG]_NDE Procedure for HRSG Heat Exchanger ¦ [HRSG]_Welding Consumable Control Procedure for HRSG Pressure Part ¦ [HRSG]_CHEMICAL CLEANING PROCEDURE ¦ [HRSG]_CONSERVATION PROCEDURE ¦ [Commissioning Procedure] HRSG ¦ [Commissioning Procedure] HRSG Safety Valve Popping Test ¦ Commissioning Procedure for HRSG ¦ RECOMMENDED HRSG ERECTION PROCEDURE ¦ HRSG_Hydrostatic test procedure ¦ HRSG_Chemical Cleaning Procedure ¦ HRSG_HRSG conservation procedure ¦ NDE Procedure for HRSG Piping ¦ Heat Treatment Procedure for HRSG Piping ¦ [HRSG]_Welding Consumable Control Procedure for HRSG Piping ¦ [HRSG]_NDE Procedure for HRSG Piping ¦ [HRSG]_Heat Treatment Procedure for HRSG Piping | Consolidated heat treatment procedures for HRSG heat exchanger and piping into one standard deliverable family; evidenced in source titles.
262 | HRSG Vendor Document List | HRSG | Mechanical | Procedure | Plant General System | Heat exchanger | HRSG Pressure Parts / Piping NDE | HRSG NDE Procedure (Pressure Parts / Piping) | Vendor | Source-Grounded | Approved Source-Grounded | 1944 | Fadhili ¦ Grati ¦ Karabatan | T16182-YR01-P0LB-122082 ¦ T16182-YL08-P0LB-122083 ¦ GRT-QA00-P0H-040002 ¦ GRT-QA00-P0H-040003 ¦ GRT-QA00-P0H-040004 ¦ GRT-QA00-P0H-040005 ¦ GRT-QA00-P0H-040017 ¦ GRT-YR01-P1H-300054 ¦ GRT-YR01-P1H-300055 ¦ GRT-DN02-P1H-830012 ¦ GRT-DN02-P1LBF-830013 ¦ T14211-7318-CS-PPI-0001-000 ¦ T14211-7318-02-ME-B25-001 ¦ T14211-7318-02-ME-C10-001 ¦ T14211-7318-02-ME-B26-001 ¦ T14211-7318-02-ME-F99-002 ¦ GRT-QA00-P0H-040013 ¦ GRT-QA00-P0H-040014 ¦ GRT-QA00-P0H-040018 | HRSG - CHEMICAL CLEANING PROCEDURE ¦ HRSG - PRESERVATION AND STORAGE PROCEDURE ¦ [HRSG]_NDE Procedure for HRSG HP Drum ¦ [HRSG]_NDE Procedure for HRSG LP Drum ¦ [HRSG]_Heat Treatment Procedure for HRSG Heat Exchanger ¦ [HRSG]_NDE Procedure for HRSG Heat Exchanger ¦ [HRSG]_Welding Consumable Control Procedure for HRSG Pressure Part ¦ [HRSG]_CHEMICAL CLEANING PROCEDURE ¦ [HRSG]_CONSERVATION PROCEDURE ¦ [Commissioning Procedure] HRSG ¦ [Commissioning Procedure] HRSG Safety Valve Popping Test ¦ Commissioning Procedure for HRSG ¦ RECOMMENDED HRSG ERECTION PROCEDURE ¦ HRSG_Hydrostatic test procedure ¦ HRSG_Chemical Cleaning Procedure ¦ HRSG_HRSG conservation procedure ¦ NDE Procedure for HRSG Piping ¦ Heat Treatment Procedure for HRSG Piping ¦ [HRSG]_Welding Consumable Control Procedure for HRSG Piping ¦ [HRSG]_NDE Procedure for HRSG Piping ¦ [HRSG]_Heat Treatment Procedure for HRSG Piping | Consolidated multiple NDE procedures for drums/heat exchanger/piping into one standard deliverable family; all evidenced within same source bundle.
263 | HRSG Vendor Document List | HRSG | Mechanical | WPS&PQR | Plant General System | Heat exchanger | Heat Exchanger | HRSG WPS & PQR for Heat Exchanger | Vendor | Source-Grounded | Approved Source-Grounded | 2673 | Grati | GRT-QA00-P0H-040008 ¦ GRT-QA00-P0H-040010 ¦ GRT-QA00-P0H-040012 ¦ GRT-QA00-P0H-040016 | [HRSG]_WPS&PQR for HRSG Heat Exchanger ¦ [HRSG]_WPS&PQR for HRSG HP Drum ¦ [HRSG]_WPS&PQR for HRSG LP Drum ¦ WPS&PQR for HRSG Piping | Source includes WPS&PQR for HRSG heat exchanger; kept separate from drum WPS/PQR.
264 | HRSG Vendor Document List | HRSG | Mechanical | Procedure | Plant General System | Heat exchanger | Safety Valve Popping Test | HRSG Safety Valve Popping Test Procedure | Vendor | Source-Grounded | Approved Source-Grounded | 1944 | Fadhili ¦ Grati ¦ Karabatan | T16182-YR01-P0LB-122082 ¦ T16182-YL08-P0LB-122083 ¦ GRT-QA00-P0H-040002 ¦ GRT-QA00-P0H-040003 ¦ GRT-QA00-P0H-040004 ¦ GRT-QA00-P0H-040005 ¦ GRT-QA00-P0H-040017 ¦ GRT-YR01-P1H-300054 ¦ GRT-YR01-P1H-300055 ¦ GRT-DN02-P1H-830012 ¦ GRT-DN02-P1LBF-830013 ¦ T14211-7318-CS-PPI-0001-000 ¦ T14211-7318-02-ME-B25-001 ¦ T14211-7318-02-ME-C10-001 ¦ T14211-7318-02-ME-B26-001 ¦ T14211-7318-02-ME-F99-002 ¦ GRT-QA00-P0H-040013 ¦ GRT-QA00-P0H-040014 ¦ GRT-QA00-P0H-040018 | HRSG - CHEMICAL CLEANING PROCEDURE ¦ HRSG - PRESERVATION AND STORAGE PROCEDURE ¦ [HRSG]_NDE Procedure for HRSG HP Drum ¦ [HRSG]_NDE Procedure for HRSG LP Drum ¦ [HRSG]_Heat Treatment Procedure for HRSG Heat Exchanger ¦ [HRSG]_NDE Procedure for HRSG Heat Exchanger ¦ [HRSG]_Welding Consumable Control Procedure for HRSG Pressure Part ¦ [HRSG]_CHEMICAL CLEANING PROCEDURE ¦ [HRSG]_CONSERVATION PROCEDURE ¦ [Commissioning Procedure] HRSG ¦ [Commissioning Procedure] HRSG Safety Valve Popping Test ¦ Commissioning Procedure for HRSG ¦ RECOMMENDED HRSG ERECTION PROCEDURE ¦ HRSG_Hydrostatic test procedure ¦ HRSG_Chemical Cleaning Procedure ¦ HRSG_HRSG conservation procedure ¦ NDE Procedure for HRSG Piping ¦ Heat Treatment Procedure for HRSG Piping ¦ [HRSG]_Welding Consumable Control Procedure for HRSG Piping ¦ [HRSG]_NDE Procedure for HRSG Piping ¦ [HRSG]_Heat Treatment Procedure for HRSG Piping | Kept as standalone commissioning procedure; explicitly supported by source title.
265 | HRSG Vendor Document List | HRSG | Mechanical | Procedure | Plant General System | Heat exchanger | Welding Consumable Control | HRSG Welding Consumable Control Procedure | Vendor | Source-Grounded | Approved Source-Grounded | 1944 | Fadhili ¦ Grati ¦ Karabatan | T16182-YR01-P0LB-122082 ¦ T16182-YL08-P0LB-122083 ¦ GRT-QA00-P0H-040002 ¦ GRT-QA00-P0H-040003 ¦ GRT-QA00-P0H-040004 ¦ GRT-QA00-P0H-040005 ¦ GRT-QA00-P0H-040017 ¦ GRT-YR01-P1H-300054 ¦ GRT-YR01-P1H-300055 ¦ GRT-DN02-P1H-830012 ¦ GRT-DN02-P1LBF-830013 ¦ T14211-7318-CS-PPI-0001-000 ¦ T14211-7318-02-ME-B25-001 ¦ T14211-7318-02-ME-C10-001 ¦ T14211-7318-02-ME-B26-001 ¦ T14211-7318-02-ME-F99-002 ¦ GRT-QA00-P0H-040013 ¦ GRT-QA00-P0H-040014 ¦ GRT-QA00-P0H-040018 | HRSG - CHEMICAL CLEANING PROCEDURE ¦ HRSG - PRESERVATION AND STORAGE PROCEDURE ¦ [HRSG]_NDE Procedure for HRSG HP Drum ¦ [HRSG]_NDE Procedure for HRSG LP Drum ¦ [HRSG]_Heat Treatment Procedure for HRSG Heat Exchanger ¦ [HRSG]_NDE Procedure for HRSG Heat Exchanger ¦ [HRSG]_Welding Consumable Control Procedure for HRSG Pressure Part ¦ [HRSG]_CHEMICAL CLEANING PROCEDURE ¦ [HRSG]_CONSERVATION PROCEDURE ¦ [Commissioning Procedure] HRSG ¦ [Commissioning Procedure] HRSG Safety Valve Popping Test ¦ Commissioning Procedure for HRSG ¦ RECOMMENDED HRSG ERECTION PROCEDURE ¦ HRSG_Hydrostatic test procedure ¦ HRSG_Chemical Cleaning Procedure ¦ HRSG_HRSG conservation procedure ¦ NDE Procedure for HRSG Piping ¦ Heat Treatment Procedure for HRSG Piping ¦ [HRSG]_Welding Consumable Control Procedure for HRSG Piping ¦ [HRSG]_NDE Procedure for HRSG Piping ¦ [HRSG]_Heat Treatment Procedure for HRSG Piping | Standardized welding consumable control procedure as distinct deliverable; supported by pressure part and piping variants in source titles.
266 | HRSG Vendor Document List | HRSG | Mechanical | Drawing | Plant General System | Instrument Rack | Steam Drum | Steam Drum Specification & Drawing | Vendor | Source-Grounded | Approved Source-Grounded | 6621 | Fadhili ¦ Grati ¦ Karabatan ¦ Turkistan ¦ Ukudu | T16182-YT02-P0LB-122094 ¦ T16182-YT01-P0LB-122095 ¦ T14211-7318-02-ME-H21-101 ¦ T14211-7318-02-ME-H21-102 ¦ T14211-7318-02-ME-E14-001 ¦ T14211-7318-02-ME-B16-211 ¦ T14211-7318-02-ME-B16-213 ¦ T16182-YD00-P0LB-122006 ¦ T16182-CN00-P0LB-122040 ¦ T16182-YD00-P0LB-122049 ¦ T16182-YD00-P0LB-122050 ¦ T16182-YT01-P0LB-122051 ¦ T16182-YD00-P0LB-122052 ¦ T16182-YD00-P0LB-122054 ¦ T16182-YD00-P0LB-122056 ¦ T16182-VN02-P0LB-122089 ¦ T16182-VN02-P0LB-122090 ¦ T16182-YS00-P0LB-122091 ¦ T16182-YT01-P0LB-122093 ¦ T16182-YT01-P0LB-122096 ¦ T16182-YT01-P0LB-122097 ¦ T16182-YT01-P0LB-122098 ¦ T16182-UE00-P0LB-122111 ¦ GRT-YD00-P1H-300035 ¦ GRT-YD00-P1H-300037 ¦ GRT-YD00-P1H-300039 ¦ GRT-YD00-P1H-300040 ¦ GRT-YT01-P1H-300059 ¦ GRT-YT01-P1H-300060 ¦ GRT-YT01-P1H-300061 ¦ GRT-YT01-P1H-300063 ¦ GRT-YT02-P1H-300065 ¦ GRT-YT01-P1H-300069 ¦ T14211-7318-02-ME-P05-101 ¦ T14211-7318-02-ME-P05-102 ¦ T14211-7318-02-ME-P05-103 ¦ T14211-7318-02-ME-H21-103 ¦ T14211-7318-02-ME-H21-104 ¦ T14211-7318-02-ME-H21-105 ¦ T14211-7318-02-ME-H21-106 ¦ T14211-7318-02-ME-B16-011 ¦ T14211-7318-02-ME-B16-021 ¦ T14211-7318-02-ME-B16-041 ¦ T14211-7318-02-ME-B16-071 ¦ T14211-7318-02-ME-B16-107 ¦ T14211-7318-02-ME-B16-108 ¦ T14211-7318-02-ME-B16-208 ¦ T14211-7318-02-ME-B16-209 ¦ T14211-7318-02-ME-B16-210 ¦ T14211-7318-02-ME-B16-237 ¦ T14211-7318-02-ME-B05-106 ¦ T14211-7318-02-ME-B05-108 ¦ T14211-7318-02-ME-H05-001 ¦ CCP-W-B114-02-ME-B05-0023 ¦ CCP-W-B114-02-ME-H21-0081 ¦ CCP-W-B114-02-ME-B05-0015 ¦ CCP-W-B114-02-ME-B05-0021 ¦ CCP-W-B114-02-ME-B05-0022 ¦ CCP-W-B114-02-ME-B16-0028 ¦ CCP-W-B114-02-ME-B16-0030 ¦ CCP-W-B114-02-ME-B16-0032 ¦ CCP-W-B114-02-ME-B05-0034 ¦ CCP-W-B114-02-ME-B16-0035 ¦ T16182-YK00-P0LB-122073 ¦ GRT-YK09-P1H-300049 ¦ T14211-7318-02-ME-P99-001 | HRSG - LOCAL INSTRUMENT DATASHEET & DRAWINGS ¦ HRSG - TRANSMITTER DATASHEET & DRAWINGS ¦ [DCR] Change HRSG Control valve drawings ¦ HRSG_Local Instrument Data Sheet/Drawings ¦ HRSG_Transmitter Data Sheet/Drawings ¦ HRSG_Power Distribution Panel and Junction Box Drawings ¦ HRSG_Instrument Air Header Drawing for Duct Burner System ¦ HRSG_I & C Architecture Drawing for Duct Burner System ¦ HRSG_SPEC. & DRAWING FOR VOC ANALYZER ¦ HRSG_CONTROL VALVE DATA SHEET & DRAWINGS ¦ HRSG_ TRANSMITTER DATA SHEET & DRAWINGS &CATALOG ¦ HRSG_JUNCTION BOX & INSTRUMENT RACK DRAWING ¦ HRSG - SPEC. & DRAWING FOR HOIST ¦ HRSG - HAZARDOUS AREA CLASSIFICATION SPECIFICATION & DRAWING FOR DUCT BURNER SYSTEM ¦ HRSG - SPEC. & DRAWING FOR STEAM DRUM ¦ HRSG - SPEC. & DRAWING FOR BLOWDOWN PUMP ¦ HRSG - SPEC. & DRAWING FOR SAFETY & RELIEF VALVE ¦ HRSG - SPEC. & DRAWING FOR STACK DAMPER ¦ HRSG - SPEC. & DRAWING FOR DEAERATOR & STORAGE TANK ¦ HRSG - POWER DISTRIBUTION PANEL DRAWINGS ¦ HRSG - MOV DATASHEET & DRAWINGS ¦ HRSG - CV DATASHEET & DRAWINGS ¦ HRSG - DESH. DATASHEET & DRAWINGS ¦ HRSG - CEMS DATASHEET & DRAWINGS ¦ HRSG - DRUM LEVEL GAUGE DATASHEET & DRAWINGS ¦ HRSG - FLOW ELEMENT DATASHEET & DRAWINGS ¦ HRSG - REMOTE DRUM LEVEL INDICATOR DATASHEET & DRAWINGS ¦ HRSG – PERPENDICULAR BAFFLE AND TIE PLATE ASSY DRAWINGS ¦ [HRSG]_SPEC. & DRAWING FOR STEAM DRUM ¦ [HRSG]_POWER DISTRIBUTION PANEL DRAWINGS ¦ [HRSG]_SPEC. & DRAWING FOR SAFETY & RELIEF VALVE ¦ [HRSG]_SPEC. & DRAWING FOR STACK DAMPER ¦ [HRSG]_MOV DATASHEET & DRAWINGS ¦ [HRSG]_CV DATASHEET & DRAWINGS ¦ [HRSG]_DESH. DATASHEET & DRAWINGS ¦ [HRSG]_CEMS DATASHEET & DRAWINGS ¦ [HRSG]_REMOTE DRUM LEVEL INDICATOR DATASHEET & DRAWINGS ¦ [HRSG]_ SPEC. & DRAWING FOR PREHEATER RECIRCULATION PUMP ¦ HRSG_MOV Data Sheet/Drawings ¦ HRSG_CV Data Sheet/Drawings ¦ HRSG_Desh. Data Sheet/Drawings ¦ HRSG_Drum Level Gauge Data Sheet/Drawings ¦ HRSG_Flow Element Data Sheet/Drawings ¦ HRSG_Remote Drum Level Indicator Datasheet/Drawings ¦ HRSG_CEMS Data Sheet/Drawings ¦ HRSG_SPEC. & DRAWING FOR SAFETY & RELIEF VALVE ¦ HRSG_SPEC. & DRAWING FOR STACK DAMPER ¦ HRSG_SPEC. & DRAWING FOR DEAERATOR, STORAGE TANK ¦ HRSG_SPEC. & DRAWING FOR CPH RECIRCULATION PUMP ¦ HRSG_Electric Actuator Specification & Drawing for Diverter & Guillotine Damper ¦ HRSG_Hoist Specification & Drawing for Diverter & Guillotine Damper ¦ HRSG_Fuel Gas Header Drawing for Duct Burner System ¦ HRSG_Ignition Gas Header Drawing for Duct Burner System ¦ HRSG_Cooling Air Header Drawing for Duct Burner System ¦ HRSG_Hazardous Area Classification Specification & Drawing for Duct Burner System ¦ HRSG_Manhole Cover for H.P Steam Drum ¦ HRSG_TYPICAL DRAWING FOR DRUM INSULATION ¦ HRSG_Power Distribution Panel Drawings ¦ HRSG_LP Drum Drawings ¦ HRSG_Spec. & Drawing of CEMS ¦ HRSG_HP Drum Drawings ¦ HRSG_Continuous Blowdown Tank Drawings ¦ HRSG_Atmospheric Blowdown Tank Drawings ¦ HRSG_Spec. & Drawing of Drain Pump ¦ HRSG_Spec. & Drawing of Exhaust Stack Damper ¦ HRSG_Spec. & Drawing of Deaerator ¦ HRSG_Spec. & Drawing of Hoist ¦ HRSG_Spec. & Drawing of Recirculation Pump ¦ HRSG_SPEC. & DRAWING FOR DESUPERHEATER ¦ HRSG_SPEC. & DRAWING FOR BLOW DOWN TANK ¦ HRSG_SPEC. & DRAWING FOR DEAERATOR ¦ HRSG_SPEC. & DRAWING FOR HOIST ¦ HRSG_SPEC. & DRAWING FOR RECIRCULATION PUMP ¦ HRSG_SPEC. & DRAWING FOR DIVERTER DAMPER ¦ HRSG_SPEC. & DRAWING FOR SCR ¦ AIG ARRAGEMENT DRAWING FOR HRSG SCR ¦ AMMONIA DISTRIBUTION HEADER DRAWING FOR HRSG SCR ¦ CATALYST DATA SHEET & DRAWING FOR HRSG SCR ¦ CATALYST BLOCK DRAWING FOR HRSG SCR ¦ EYE SHOWER DRAWING FOR HRSG SCR ¦ HRSG_SPEC. & DRAWING FOR CEMS ¦ HRSG_SPECIALTY DATA SHEET & DRAWING ¦ HRSG_MOV DATA SHEET & DRAWINGS ¦ HRSG LEVEL GAUGE DATA SHEET & DRAWINGS & CATALOG ¦ HRSG_REMOTE DRUM LEVEL INDICATOR DATASHEET/DRAWINGS CATALOG ¦ HRSG_ LOCAL GAUGE AND TEMPERATURE ELEMENT DATA SHEET&DRAWINGS &CATALOG ¦ HRSG_ LEVEL SWITCH DATA SHEET & DRAWINGS &CATALOG ¦ HRSG_ FLOW ELEMENT DATA SHEET & DRAWINGS &CATALOG ¦ HRSG_POWER DISTRIBUTION PANEL DRAWINGS ¦ HRSG_NAME PLATE DRAWING ¦ HRSG - SPECIALTY DRAWING FOR EXTERNAL PIPING ¦ [HRSG]_SPECIALTY DRAWING FOR EXTERNAL PIPING ¦ HRSG_SPECIALTY DRAWING FOR HRSG EXTERNAL PIPING ¦ HRSG_MANUAL VALVE LIST & DRAWINGS | Captured explicit steam drum spec & drawing deliverable.
267 | HRSG Vendor Document List | HRSG | Mechanical | Technical Data Sheet | Plant General System | Junction Box | Feedwater pump flexible coupling | HRSG Feedwater Pump Flexible Coupling Data Sheet | Vendor | Source-Grounded | Approved Source-Grounded | 6937 | Fadhili | T16182-YB11-P0LAC-126301 ¦ T16182-YD00-P0LAC-126007 ¦ T16182-YD00-P0LAC-126019 ¦ T16182-YK08-P0LAC-126027 | HRSG FEEDWATER PUMP - I&C JUNCTION BOX DRAWING ¦ HRSG FEEDWATER PUMP - NAME PLATE DRAWING ¦ HRSG FEEDWATER PUMP - EMERGENCY PUSH BUTTON DRAWING ¦ HRSG FEEDWATER PUMP - FLEXIBLE COUPLING DATA SHEET & DRAWING | Source provides 'FLEXIBLE COUPLING DATA SHEET & DRAWING'; split into data sheet vs drawing; this row is data sheet.
268 | HRSG Vendor Document List | HRSG | Mechanical | Drawing | Plant General System | Junction Box | Feedwater pump flexible coupling | HRSG Feedwater Pump Flexible Coupling Drawing | Vendor | Source-Grounded | Approved Source-Grounded | 6937 | Fadhili | T16182-YB11-P0LAC-126301 ¦ T16182-YD00-P0LAC-126007 ¦ T16182-YD00-P0LAC-126019 ¦ T16182-YK08-P0LAC-126027 | HRSG FEEDWATER PUMP - I&C JUNCTION BOX DRAWING ¦ HRSG FEEDWATER PUMP - NAME PLATE DRAWING ¦ HRSG FEEDWATER PUMP - EMERGENCY PUSH BUTTON DRAWING ¦ HRSG FEEDWATER PUMP - FLEXIBLE COUPLING DATA SHEET & DRAWING | Second split from 'FLEXIBLE COUPLING DATA SHEET & DRAWING' to keep drawing separate.
269 | HRSG Vendor Document List | HRSG | Mechanical | Drawing | Plant General System | Junction Box | Feedwater pump nameplate | HRSG Feedwater Pump Name Plate Drawing | Vendor | Source-Grounded | Approved Source-Grounded | 6937 | Fadhili | T16182-YB11-P0LAC-126301 ¦ T16182-YD00-P0LAC-126007 ¦ T16182-YD00-P0LAC-126019 ¦ T16182-YK08-P0LAC-126027 | HRSG FEEDWATER PUMP - I&C JUNCTION BOX DRAWING ¦ HRSG FEEDWATER PUMP - NAME PLATE DRAWING ¦ HRSG FEEDWATER PUMP - EMERGENCY PUSH BUTTON DRAWING ¦ HRSG FEEDWATER PUMP - FLEXIBLE COUPLING DATA SHEET & DRAWING | Split out name plate drawing from mixed row; treated as mechanical drawing deliverable.
270 | HRSG Vendor Document List | HRSG | Mechanical | Drawing | Plant General System | Sump Pump | Nameplate | HRSG Nameplate Drawing | Vendor | Source-Grounded | Approved Source-Grounded | 2841 ¦ 2842 | Muara Tawar | MRT-YD00-P2LB-122114 ¦ MRT-YK08-P2LB-122115 ¦ MRT-YD00-P3LB-122114 ¦ MRT-YK08-P3LB-122115 | [HRSG(for Block 2)]_HRSG_SPEC. & DRAWING FOR SUMP PUMP ¦ [HRSG(for Block 2)]_HRSG_NAMEPLATE DRAWING ¦ [HRSG(for Block 3, 4)]_HRSG_SPEC. & DRAWING FOR SUMP PUMP ¦ [HRSG(for Block 3, 4)]_HRSG_ NAMEPLATE DRAWING | Merged same nameplate drawing deliverable across blocks.
271 | HRSG Vendor Document List | HRSG | Mechanical | Drawing | Plant General System | Sump Pump | Sump Pump | HRSG Sump Pump Specification & Drawing | Vendor | Source-Grounded | Approved Source-Grounded | 2841 ¦ 2842 | Muara Tawar | MRT-YD00-P2LB-122114 ¦ MRT-YK08-P2LB-122115 ¦ MRT-YD00-P3LB-122114 ¦ MRT-YK08-P3LB-122115 | [HRSG(for Block 2)]_HRSG_SPEC. & DRAWING FOR SUMP PUMP ¦ [HRSG(for Block 2)]_HRSG_NAMEPLATE DRAWING ¦ [HRSG(for Block 3, 4)]_HRSG_SPEC. & DRAWING FOR SUMP PUMP ¦ [HRSG(for Block 3, 4)]_HRSG_ NAMEPLATE DRAWING | Split combined row into sump pump spec/drawing versus nameplate; merged across blocks.
272 | HRSG Vendor Document List | HRSG | Mechanical | Design Calculation | Steam System(High Pressure) | Bypass stack | Drum | HRSG ASME Strength Calculation Sheet for Drum | Vendor | Source-Grounded | Approved Source-Grounded | 1728 | Fadhili ¦ Karabatan | T16182-XW03-P0LA-110048 ¦ T16182-YT01-P0LB-122101 ¦ T16182-YT10-P0SGC-138121 ¦ T16182-YT10-P0ZEN-152226 ¦ T14211-7318-02-ME-F02-002 ¦ T14211-7318-02-ME-F02-003 ¦ T14211-7318-02-ME-F10-001 ¦ T14211-7318-02-ME-F10-002 ¦ T14211-7318-02-ME-F01-001 ¦ T14211-7318-02-ME-F01-002 ¦ T14211-7318-02-ME-F08-001 | SIZING CALCULATION FOR HRSG FEEDWATER PUMP ¦ HRSG - ILLUMINATION CALCULATION ¦ HYDRAULIC CALCULATION OF WATER SPRAY SYSTEM FOR BURNER FOR HRSG ¦ ILLUMINATION CALCULATION - CHEMICAL DOSING SHELTER FOR HRSG ¦ HRSG_STRENGTH CALCULATION REPORT FOR HRSG STACK ¦ HRSG_STRENGTH CALCULATION REPORT FOR HRSG BYPASS STACK ¦ HRSG_ASME Strength Calculation Sheet for Drum ¦ HRSG_ASME Strength Calculation Sheet for Blowdown Tank ¦ HRSG_ASME Strength calculation Sheets for Header ¦ HRSG_ASME Strength Calculation for Link ¦ HRSG_Calculation of each Drum Volume | Explicit ASME strength calculation sheet for drum in source titles.
273 | HRSG Vendor Document List | HRSG | Mechanical | Design Calculation | Steam System(High Pressure) | Bypass stack | Drum volume | HRSG Calculation of Each Drum Volume | Vendor | Source-Grounded | Approved Source-Grounded | 1728 | Fadhili ¦ Karabatan | T16182-XW03-P0LA-110048 ¦ T16182-YT01-P0LB-122101 ¦ T16182-YT10-P0SGC-138121 ¦ T16182-YT10-P0ZEN-152226 ¦ T14211-7318-02-ME-F02-002 ¦ T14211-7318-02-ME-F02-003 ¦ T14211-7318-02-ME-F10-001 ¦ T14211-7318-02-ME-F10-002 ¦ T14211-7318-02-ME-F01-001 ¦ T14211-7318-02-ME-F01-002 ¦ T14211-7318-02-ME-F08-001 | SIZING CALCULATION FOR HRSG FEEDWATER PUMP ¦ HRSG - ILLUMINATION CALCULATION ¦ HYDRAULIC CALCULATION OF WATER SPRAY SYSTEM FOR BURNER FOR HRSG ¦ ILLUMINATION CALCULATION - CHEMICAL DOSING SHELTER FOR HRSG ¦ HRSG_STRENGTH CALCULATION REPORT FOR HRSG STACK ¦ HRSG_STRENGTH CALCULATION REPORT FOR HRSG BYPASS STACK ¦ HRSG_ASME Strength Calculation Sheet for Drum ¦ HRSG_ASME Strength Calculation Sheet for Blowdown Tank ¦ HRSG_ASME Strength calculation Sheets for Header ¦ HRSG_ASME Strength Calculation for Link ¦ HRSG_Calculation of each Drum Volume | Explicit 'Calculation of each Drum Volume' in source titles.
274 | HRSG Vendor Document List | HRSG | Mechanical | Assembly Drawing | Steam System(High Pressure) | Bypass stack | HP Steam Drum | HP Steam Drum Assembly Drawings | Vendor | Source-Grounded | Approved Source-Grounded | 5596 | Fadhili ¦ Grati ¦ Karabatan ¦ R&N ¦ Turkistan ¦ Ukudu | SAU4005-G000-B__-&EMA-00693 ¦ T16182-YK00-P0LB-122072 ¦ GRT-YK01-P1H-300048 ¦ T14211-7318-02-ME-H24-001 ¦ T14211-7318-02-ME-H24-001~200 ¦ T16182-XB02-P0LB-122019 ¦ T16182-YD00-P0LB-122055 ¦ T16182-YK00-P0LB-122071 ¦ GRT-YD00-P1H-300036 ¦ T14211-7318-02-ME-B33-004 ¦ T14211-7318-02-ME-B05-101 ¦ T14211-7318-02-ME-B16-126 ¦ T14211-7318-02-ME-B05-152 ¦ T14211-7318-02-ME-B16-106 ¦ T14211-7318-02-ME-B16-109 ¦ T14211-7318-02-ME-B05-102 ¦ T14211-7318-02-ME-B05-201~240 ¦ CCP-W-B114-02-ME-P05-0074 ¦ CCP-W-B114-02-ME-P05-0078 ¦ CCP-W-B114-02-ME-P05-0081 ¦ T16182-YK01-P0LB-122074 ¦ GRT-YK10-P1H-300050 ¦ T14211-7318-02-ME-P05-001 ¦ T14211-7318-02-ME-B05-201 | Cable Interconnection document for HRSG and Auxiliaries (Termination details in Excel File) ¦ HRSG - INSTRUMENT INSTALLATION DETAIL DRAWINGS ¦ [HRSG]_INSTRUMENT INSTALLATION DETAIL DRAWINGS ¦ [DCR] Change HRSG Instrument installation detail drawing (GRT-YK01-P1H-300048) ¦ [DCR] Modification of HRSG Instrument installation detail drawing (GRT-YK01-P1H-300048) ¦ HRSG_Instrument Installation Detail Drawings ¦ HRSG_INSTRUMENT INSTALLATION DETAIL DRAWINGS ¦ HRSG - ANCHOR BOLT & TEMPLATE DETAIL FOR STACK ¦ HRSG - EQUIPMENT OUTLINE DRAWING FOR BLOWDOWN TANK ¦ HRSG - LINK ASSEMBLY DRAWING ¦ [HRSG]_EQUIPMENT OUTLINE DRAWING FOR BLOWDOWN TANK ¦ HRSG_Anchor bolt & template detail for HRSG main stack ¦ HRSG_Assembly drawing for HP Steam Drum ¦ HRSG_Shop Assembly drawing for Transition Inlet duct ¦ HRSG_Equipment Outline Drawing for Blowdown Tank ¦ HRSG_Detailed Flange Interface Drawing at Terminal Point for Diverter & Guillotine Damper ¦ HRSG_Local Panel Assembly Drawing for Diverter & Guillotine Damper ¦ HRSG_Detail of External Attachment for H.P Steam Drum ¦ HRSG_Link Assembly Drawing ¦ HRSG_LB On-Off Valves - Assembly Drawings ¦ HRSG_SB On-Off Valves - Assembly Drawings ¦ HRSG_Drain Valves - Assembly Drawings ¦ HRSG_BASE PLATE AND ANCHOR BOLT DETAIL FOR HRSG MAIN STACK ¦ HRSG_BASE PLATE AND ANCHOR BOLT DETAIL FOR BYPASS STACK ¦ HRSG - MANUAL VALVE ASSEMBLY DRAWING FOR EXTERNAL PIPING ¦ [HRSG]_MANUAL VALVE ASSEMBLY DRAWING FOR EXTERNAL PIPING ¦ HRSG_MANUAL VALVE ASSEMBLY DRAWING FOR HRSG EXTERNAL PIPING ¦ HRSG_Assembly drawing for Link pipe | Created specific HP drum assembly deliverable supported by explicit source title.
275 | HRSG Vendor Document List | HRSG | Mechanical | Design Calculation | Steam System(High Pressure) | Bypass stack | Header | HRSG ASME Strength Calculation Sheets for Header | Vendor | Source-Grounded | Approved Source-Grounded | 1728 | Fadhili ¦ Karabatan | T16182-XW03-P0LA-110048 ¦ T16182-YT01-P0LB-122101 ¦ T16182-YT10-P0SGC-138121 ¦ T16182-YT10-P0ZEN-152226 ¦ T14211-7318-02-ME-F02-002 ¦ T14211-7318-02-ME-F02-003 ¦ T14211-7318-02-ME-F10-001 ¦ T14211-7318-02-ME-F10-002 ¦ T14211-7318-02-ME-F01-001 ¦ T14211-7318-02-ME-F01-002 ¦ T14211-7318-02-ME-F08-001 | SIZING CALCULATION FOR HRSG FEEDWATER PUMP ¦ HRSG - ILLUMINATION CALCULATION ¦ HYDRAULIC CALCULATION OF WATER SPRAY SYSTEM FOR BURNER FOR HRSG ¦ ILLUMINATION CALCULATION - CHEMICAL DOSING SHELTER FOR HRSG ¦ HRSG_STRENGTH CALCULATION REPORT FOR HRSG STACK ¦ HRSG_STRENGTH CALCULATION REPORT FOR HRSG BYPASS STACK ¦ HRSG_ASME Strength Calculation Sheet for Drum ¦ HRSG_ASME Strength Calculation Sheet for Blowdown Tank ¦ HRSG_ASME Strength calculation Sheets for Header ¦ HRSG_ASME Strength Calculation for Link ¦ HRSG_Calculation of each Drum Volume | Explicit ASME strength calculation sheets for header in source titles.
276 | HRSG Vendor Document List | HRSG | Mechanical | Design Calculation | Steam System(High Pressure) | Bypass stack | Link | HRSG ASME Strength Calculation for Link | Vendor | Source-Grounded | Approved Source-Grounded | 1728 | Fadhili ¦ Karabatan | T16182-XW03-P0LA-110048 ¦ T16182-YT01-P0LB-122101 ¦ T16182-YT10-P0SGC-138121 ¦ T16182-YT10-P0ZEN-152226 ¦ T14211-7318-02-ME-F02-002 ¦ T14211-7318-02-ME-F02-003 ¦ T14211-7318-02-ME-F10-001 ¦ T14211-7318-02-ME-F10-002 ¦ T14211-7318-02-ME-F01-001 ¦ T14211-7318-02-ME-F01-002 ¦ T14211-7318-02-ME-F08-001 | SIZING CALCULATION FOR HRSG FEEDWATER PUMP ¦ HRSG - ILLUMINATION CALCULATION ¦ HYDRAULIC CALCULATION OF WATER SPRAY SYSTEM FOR BURNER FOR HRSG ¦ ILLUMINATION CALCULATION - CHEMICAL DOSING SHELTER FOR HRSG ¦ HRSG_STRENGTH CALCULATION REPORT FOR HRSG STACK ¦ HRSG_STRENGTH CALCULATION REPORT FOR HRSG BYPASS STACK ¦ HRSG_ASME Strength Calculation Sheet for Drum ¦ HRSG_ASME Strength Calculation Sheet for Blowdown Tank ¦ HRSG_ASME Strength calculation Sheets for Header ¦ HRSG_ASME Strength Calculation for Link ¦ HRSG_Calculation of each Drum Volume | Explicit ASME strength calculation for link in source titles.
277 | HRSG Vendor Document List | HRSG | Mechanical | General Assembly | Steam System(High Pressure) | Bypass stack | Pressure parts | HRSG Pressure Part General Assembly | Vendor | Source-Grounded | Approved Source-Grounded | 1714 | Turkistan | CCP-W-B114-02-ME-H05-1010 ¦ CCP-W-B114-02-ME-B05-0014 ¦ CCP-W-B114-02-ME-B05-1005 ¦ CCP-W-B114-02-ME-B05-0051 ¦ CCP-W-B114-02-ME-B05-0052 | HRSG_Diverter Damper - HPU General Assembly ¦ HRSG_Pressure Part General Assembly ¦ HRSG_Diverter Damper - General Assembly ¦ HRSG_Exhaust Stack General Assembly ¦ HRSG_Bypass Stack General Assembly | Pressure part GA included in source titles; mapped to Steam System(High Pressure) as closest steam-side system category.
278 | HRSG Vendor Document List | HRSG | Mechanical | Assembly | Steam System(High Pressure) | HRSG | H.P Steam Drum | HRSG H.P Steam Drum Assembly Drawing | Vendor | Source-Grounded | Approved Source-Grounded | 2669 | Karabatan | T14211-7318-02-ME-B05-101 | HRSG_Assembly for H.P Steam Drum | Assembly for HP steam drum is a distinct fabrication/assembly deliverable.
279 | HRSG Vendor Document List | HRSG | Mechanical | Internal Assembly | Steam System(High Pressure) | HRSG | H.P Steam Drum | HRSG H.P Steam Drum Internal Assembly Drawing | Vendor | Source-Grounded | Approved Source-Grounded | 2670 | Karabatan | T14211-7318-02-ME-B05-103~105 | HRSG_Internal Assembly for H.P Steam Drum | Internal assembly for HP steam drum kept separate from overall assembly.
280 | HRSG Vendor Document List | HRSG | Mechanical | List | Steam System(High Pressure) | HRSG | Welders | HRSG Welders List (HP/LP Drum) | Vendor | Source-Grounded | Approved Source-Grounded | 2683 | Grati |  | [HRSG]_Welders List for HRSG HP Drum ¦ [HRSG]_Welders List for HRSG LP Drum | Combined HP/LP drum welder lists into one standardized row since both referenced under same source row.
281 | HRSG Vendor Document List | HRSG | Mechanical | WPS&PQR | Steam System(High Pressure) | Heat exchanger | HP Drum | HRSG WPS & PQR for HP Drum | Vendor | Source-Grounded | Approved Source-Grounded | 2673 ¦ 2684 | Grati | GRT-QA00-P0H-040008 ¦ GRT-QA00-P0H-040010 ¦ GRT-QA00-P0H-040012 ¦ GRT-QA00-P0H-040016 | [HRSG]_WPS&PQR for HRSG Heat Exchanger ¦ [HRSG]_WPS&PQR for HRSG HP Drum ¦ [HRSG]_WPS&PQR for HRSG LP Drum ¦ WPS&PQR for HRSG Piping | Merged WPS&PQR evidence for HRSG HP drum across sources.
282 | HRSG Vendor Document List | HRSG | Mechanical | Detail Drawing | Steam System(High Pressure) | valve | Steam drum | HRSG Steam Drum Assembly and Detail Drawings | Vendor | Source-Grounded | Approved Source-Grounded | 6900 | R&N | SAU4005-G011-HYA-&ELD-04914 ¦ SAU4005-G011-HAA-&MDD-04822 ¦ SAU4005-G011-HAA-&MDD-04823 ¦ SAU4005-G011-HAA-&MDD-04824 ¦ SAU4005-G011-HAA-&MDD-04825 ¦ SAU4005-G011-HAA-&MLU-04828 ¦ SAU4005-G011-HAA-&MLU-04829 ¦ SAU4005-G011-HYA-&ELU-04915 ¦ SAU4005-G011-HAA-&MTC-05071 ¦ SAU4005-G011-HAA-&MTC-05072 ¦ SAU4005-G011-HNY-&MLU-05128 ¦ SAU4005-G011-H__-&MDD-05141 ¦ SAU4005-G011-HA_-&MPA-04879 | HRSG(V) - Instrument Installation Detail Drawings ¦ HRSG(V) - Assembly Drawing of Steam Drum ¦ HRSG(V) - Detail of External Attachment of Steam Drum ¦ HRSG(V) - Internal Assembly Drawing of Steam Drum ¦ HRSG(V) - HP Steam Drum Name Plate Detail ¦ HRSG(V) - Equipment Outline Drawing for Blowdown Tank ¦ HRSG(V) - Link Assembly Drawing ¦ HRSG(V) - Local Panel Assembly Drawing for Diverter & Guillotine Damper ¦ HRSG(V) - Internal Tray Enclosure Detail for Deaerator ¦ HRSG(V) - Internal Spray Header Detail for Deaerator ¦ HRSG(V) - Assembly Drawing for Ammonia Unloading Area Shed ¦ HRSG(V) – HP, RH Section Dissimilar Metal Weld Analysis Report ¦ HRSG(V) - Manual Valve List and ASSEMBLY Drawing for HRSG Piping | Consolidated multiple steam drum drawing titles (assembly/internal/external attachment/name plate) into a single standard deliverable line.
283 | HRSG Vendor Document List | HRSG | Mechanical | WPS&PQR | Steam System(Low Pressure) | Heat exchanger | LP Drum | HRSG WPS & PQR for LP Drum | Vendor | Source-Grounded | Approved Source-Grounded | 2673 ¦ 2684 | Grati | GRT-QA00-P0H-040008 ¦ GRT-QA00-P0H-040010 ¦ GRT-QA00-P0H-040012 ¦ GRT-QA00-P0H-040016 | [HRSG]_WPS&PQR for HRSG Heat Exchanger ¦ [HRSG]_WPS&PQR for HRSG HP Drum ¦ [HRSG]_WPS&PQR for HRSG LP Drum ¦ WPS&PQR for HRSG Piping | Separated LP drum WPS&PQR under Low Pressure(LP) system based on source wording.
284 | HRSG Vendor Document List | HRSG | Mechanical | Design Calculation | Water System(Feedwater) | Bypass stack | Feedwater pump | HRSG Feedwater Pump Sizing Calculation | Vendor | Source-Grounded | Approved Source-Grounded | 1728 | Fadhili ¦ Karabatan | T16182-XW03-P0LA-110048 ¦ T16182-YT01-P0LB-122101 ¦ T16182-YT10-P0SGC-138121 ¦ T16182-YT10-P0ZEN-152226 ¦ T14211-7318-02-ME-F02-002 ¦ T14211-7318-02-ME-F02-003 ¦ T14211-7318-02-ME-F10-001 ¦ T14211-7318-02-ME-F10-002 ¦ T14211-7318-02-ME-F01-001 ¦ T14211-7318-02-ME-F01-002 ¦ T14211-7318-02-ME-F08-001 | SIZING CALCULATION FOR HRSG FEEDWATER PUMP ¦ HRSG - ILLUMINATION CALCULATION ¦ HYDRAULIC CALCULATION OF WATER SPRAY SYSTEM FOR BURNER FOR HRSG ¦ ILLUMINATION CALCULATION - CHEMICAL DOSING SHELTER FOR HRSG ¦ HRSG_STRENGTH CALCULATION REPORT FOR HRSG STACK ¦ HRSG_STRENGTH CALCULATION REPORT FOR HRSG BYPASS STACK ¦ HRSG_ASME Strength Calculation Sheet for Drum ¦ HRSG_ASME Strength Calculation Sheet for Blowdown Tank ¦ HRSG_ASME Strength calculation Sheets for Header ¦ HRSG_ASME Strength Calculation for Link ¦ HRSG_Calculation of each Drum Volume | Extracted specific calculation from multi-topic design calculation row based on source title 'SIZING CALCULATION FOR HRSG FEEDWATER PUMP'.
285 | HRSG Vendor Document List | HRSG | Mechanical | Detail Drawing | Water System(Feedwater) | valve | Deaerator internal spray header and tray enclosure | HRSG Deaerator Internal Details (Spray Header and Tray Enclosure) | Vendor | Source-Grounded | Approved Source-Grounded | 6900 | R&N | SAU4005-G011-HYA-&ELD-04914 ¦ SAU4005-G011-HAA-&MDD-04822 ¦ SAU4005-G011-HAA-&MDD-04823 ¦ SAU4005-G011-HAA-&MDD-04824 ¦ SAU4005-G011-HAA-&MDD-04825 ¦ SAU4005-G011-HAA-&MLU-04828 ¦ SAU4005-G011-HAA-&MLU-04829 ¦ SAU4005-G011-HYA-&ELU-04915 ¦ SAU4005-G011-HAA-&MTC-05071 ¦ SAU4005-G011-HAA-&MTC-05072 ¦ SAU4005-G011-HNY-&MLU-05128 ¦ SAU4005-G011-H__-&MDD-05141 ¦ SAU4005-G011-HA_-&MPA-04879 | HRSG(V) - Instrument Installation Detail Drawings ¦ HRSG(V) - Assembly Drawing of Steam Drum ¦ HRSG(V) - Detail of External Attachment of Steam Drum ¦ HRSG(V) - Internal Assembly Drawing of Steam Drum ¦ HRSG(V) - HP Steam Drum Name Plate Detail ¦ HRSG(V) - Equipment Outline Drawing for Blowdown Tank ¦ HRSG(V) - Link Assembly Drawing ¦ HRSG(V) - Local Panel Assembly Drawing for Diverter & Guillotine Damper ¦ HRSG(V) - Internal Tray Enclosure Detail for Deaerator ¦ HRSG(V) - Internal Spray Header Detail for Deaerator ¦ HRSG(V) - Assembly Drawing for Ammonia Unloading Area Shed ¦ HRSG(V) – HP, RH Section Dissimilar Metal Weld Analysis Report ¦ HRSG(V) - Manual Valve List and ASSEMBLY Drawing for HRSG Piping | Grouped related deaerator internal detail drawings into a single standard line item.
286 | HRSG Vendor Document List | HRSG | Mechanical | System Description | control system | HRSG | HRSG Control & Automation | HRSG Control Description | Vendor | Source-Grounded | Approved Source-Grounded | 2426 | R&N | SAU4005-G011-CJF-&MDB-04811 ¦ SAU4005-G011-H__-&MDB-04846 ¦ SAU4005-G011-HYA-&EDB-04886 ¦ SAU4005-G011-HNY-&MDA-04989 ¦ SAU4005-G011-HHA-&MDB-05007 | HRSG(V) - System Description ¦ HRSG(V) - System Description for Diverter & Guillotine Damper ¦ HRSG(V) - Control Description ¦ HRSG(V) - System Description for SCR ¦ HRSG(V) - System Description for Duct Burner | Classified 'Control Description' under control system L1; separate from mechanical system descriptions.
287 | HRSG Vendor Document List | HRSG | Mechanical | System Description | control system | HRSG | HRSG control and automation | HRSG Control and Automation Description | Vendor | Source-Grounded | Approved Source-Grounded | 1776 | Muara Tawar | MRT-XS01-P2LB-122111 | [HRSG(For Block 2, 3&4)]_HRSG_CONTROL AND AUTOMATION DESCRIPTION | Standardized from 'HRSG_CONTROL AND AUTOMATION DESCRIPTION'; removed block qualifiers.
288 | HRSG Vendor Document List | HRSG | Mechanical | Design Calculation | report | Bypass stack | Blowdown Tank | HRSG Blowdown Tank Strength and Size Calculations | Vendor | Source-Grounded | Approved Source-Grounded | 3036 | R&N | SAU4005-G011-UHB-&MED-04815 ¦ SAU4005-G011-HAA-&MED-04816 ¦ SAU4005-G011-HAA-&MED-04817 ¦ SAU4005-G011-HAA-&MED-04818 ¦ SAU4005-G011-HAA-&MED-04819 ¦ SAU4005-G011-HAA-&MED-04820 ¦ SAU4005-G011-H__-&MDA-04832 ¦ SAU4005-G011-HNY-&MED-04965 ¦ SAU4005-G011-H__-&MDA-05061 ¦ SAU4005-G011-H__-&MED-05063 ¦ SAU4005-G011-HAA-&MED-05074 ¦ SAU4005-G011-UHB-&MED-05104 ¦ SAU4005-G011-UHB-&MTL-05122 ¦ SAU4005-G011-UHB-&MTL-05123 | HRSG(V) - Strength Calculation Report for HRSG Stack ¦ HRSG(V) - ASME Strength Calculation Sheet for Drum (with Deaerator) ¦ HRSG(V) - ASME Strength Calculation Sheet for Blowdown Tank ¦ HRSG(V) - ASME Strength Calculation Sheets for Header ¦ HRSG(V) - ASME Strength Calculation for Link ¦ HRSG(V) - ASME Strength Calculation for Tube ¦ HRSG(V) - Calculation of each Drum Volume ¦ HRSG(V) - Equipment Calculation Sheet for SCR ¦ HRSG(V) - Stack size calculation ¦ HRSG(V) - Blowdown tank size calculation sheet ¦ HRSG(V) - Strength Calculation for Deaerator ¦ HRSG(V) - Strength Calculation for Lifting Device ¦ HRSG(V) - Embedded Material Calculation for HRSG ¦ HRSG(V) - Embedded Material Calculation for Bypass Stack | Consolidated blowdown tank strength and sizing calculation sheet items under one standardized deliverable.
289 | HRSG Vendor Document List | HRSG | Mechanical | Design Calculation | report | Bypass stack | Deaerator | HRSG Deaerator Strength Calculation | Vendor | Source-Grounded | Approved Source-Grounded | 3036 | R&N | SAU4005-G011-UHB-&MED-04815 ¦ SAU4005-G011-HAA-&MED-04816 ¦ SAU4005-G011-HAA-&MED-04817 ¦ SAU4005-G011-HAA-&MED-04818 ¦ SAU4005-G011-HAA-&MED-04819 ¦ SAU4005-G011-HAA-&MED-04820 ¦ SAU4005-G011-H__-&MDA-04832 ¦ SAU4005-G011-HNY-&MED-04965 ¦ SAU4005-G011-H__-&MDA-05061 ¦ SAU4005-G011-H__-&MED-05063 ¦ SAU4005-G011-HAA-&MED-05074 ¦ SAU4005-G011-UHB-&MED-05104 ¦ SAU4005-G011-UHB-&MTL-05122 ¦ SAU4005-G011-UHB-&MTL-05123 | HRSG(V) - Strength Calculation Report for HRSG Stack ¦ HRSG(V) - ASME Strength Calculation Sheet for Drum (with Deaerator) ¦ HRSG(V) - ASME Strength Calculation Sheet for Blowdown Tank ¦ HRSG(V) - ASME Strength Calculation Sheets for Header ¦ HRSG(V) - ASME Strength Calculation for Link ¦ HRSG(V) - ASME Strength Calculation for Tube ¦ HRSG(V) - Calculation of each Drum Volume ¦ HRSG(V) - Equipment Calculation Sheet for SCR ¦ HRSG(V) - Stack size calculation ¦ HRSG(V) - Blowdown tank size calculation sheet ¦ HRSG(V) - Strength Calculation for Deaerator ¦ HRSG(V) - Strength Calculation for Lifting Device ¦ HRSG(V) - Embedded Material Calculation for HRSG ¦ HRSG(V) - Embedded Material Calculation for Bypass Stack | Separated deaerator strength calculation from other calculation bundle items based on explicit source title.
290 | HRSG Vendor Document List | HRSG | Mechanical | Design Calculation | report | Bypass stack | Drum | HRSG Drum ASME Strength Calculation Sheet | Vendor | Source-Grounded | Approved Source-Grounded | 3036 | R&N | SAU4005-G011-UHB-&MED-04815 ¦ SAU4005-G011-HAA-&MED-04816 ¦ SAU4005-G011-HAA-&MED-04817 ¦ SAU4005-G011-HAA-&MED-04818 ¦ SAU4005-G011-HAA-&MED-04819 ¦ SAU4005-G011-HAA-&MED-04820 ¦ SAU4005-G011-H__-&MDA-04832 ¦ SAU4005-G011-HNY-&MED-04965 ¦ SAU4005-G011-H__-&MDA-05061 ¦ SAU4005-G011-H__-&MED-05063 ¦ SAU4005-G011-HAA-&MED-05074 ¦ SAU4005-G011-UHB-&MED-05104 ¦ SAU4005-G011-UHB-&MTL-05122 ¦ SAU4005-G011-UHB-&MTL-05123 | HRSG(V) - Strength Calculation Report for HRSG Stack ¦ HRSG(V) - ASME Strength Calculation Sheet for Drum (with Deaerator) ¦ HRSG(V) - ASME Strength Calculation Sheet for Blowdown Tank ¦ HRSG(V) - ASME Strength Calculation Sheets for Header ¦ HRSG(V) - ASME Strength Calculation for Link ¦ HRSG(V) - ASME Strength Calculation for Tube ¦ HRSG(V) - Calculation of each Drum Volume ¦ HRSG(V) - Equipment Calculation Sheet for SCR ¦ HRSG(V) - Stack size calculation ¦ HRSG(V) - Blowdown tank size calculation sheet ¦ HRSG(V) - Strength Calculation for Deaerator ¦ HRSG(V) - Strength Calculation for Lifting Device ¦ HRSG(V) - Embedded Material Calculation for HRSG ¦ HRSG(V) - Embedded Material Calculation for Bypass Stack | Split distinct major calculation object (drum) from the broader calculation bundle evidenced in source titles.
291 | HRSG Vendor Document List | HRSG | Mechanical | Design Calculation | report | Bypass stack | Embedded Material | HRSG Embedded Material Calculation | Vendor | Source-Grounded | Approved Source-Grounded | 3036 | R&N | SAU4005-G011-UHB-&MED-04815 ¦ SAU4005-G011-HAA-&MED-04816 ¦ SAU4005-G011-HAA-&MED-04817 ¦ SAU4005-G011-HAA-&MED-04818 ¦ SAU4005-G011-HAA-&MED-04819 ¦ SAU4005-G011-HAA-&MED-04820 ¦ SAU4005-G011-H__-&MDA-04832 ¦ SAU4005-G011-HNY-&MED-04965 ¦ SAU4005-G011-H__-&MDA-05061 ¦ SAU4005-G011-H__-&MED-05063 ¦ SAU4005-G011-HAA-&MED-05074 ¦ SAU4005-G011-UHB-&MED-05104 ¦ SAU4005-G011-UHB-&MTL-05122 ¦ SAU4005-G011-UHB-&MTL-05123 | HRSG(V) - Strength Calculation Report for HRSG Stack ¦ HRSG(V) - ASME Strength Calculation Sheet for Drum (with Deaerator) ¦ HRSG(V) - ASME Strength Calculation Sheet for Blowdown Tank ¦ HRSG(V) - ASME Strength Calculation Sheets for Header ¦ HRSG(V) - ASME Strength Calculation for Link ¦ HRSG(V) - ASME Strength Calculation for Tube ¦ HRSG(V) - Calculation of each Drum Volume ¦ HRSG(V) - Equipment Calculation Sheet for SCR ¦ HRSG(V) - Stack size calculation ¦ HRSG(V) - Blowdown tank size calculation sheet ¦ HRSG(V) - Strength Calculation for Deaerator ¦ HRSG(V) - Strength Calculation for Lifting Device ¦ HRSG(V) - Embedded Material Calculation for HRSG ¦ HRSG(V) - Embedded Material Calculation for Bypass Stack | Kept embedded material calculation as distinct vendor calculation deliverable; bypass stack embedded material is not split due to being outside HRSG package boundary ambiguity.
292 | HRSG Vendor Document List | HRSG | Mechanical | Design Calculation | report | Bypass stack | Header | HRSG Header ASME Strength Calculation Sheets | Vendor | Source-Grounded | Approved Source-Grounded | 3036 | R&N | SAU4005-G011-UHB-&MED-04815 ¦ SAU4005-G011-HAA-&MED-04816 ¦ SAU4005-G011-HAA-&MED-04817 ¦ SAU4005-G011-HAA-&MED-04818 ¦ SAU4005-G011-HAA-&MED-04819 ¦ SAU4005-G011-HAA-&MED-04820 ¦ SAU4005-G011-H__-&MDA-04832 ¦ SAU4005-G011-HNY-&MED-04965 ¦ SAU4005-G011-H__-&MDA-05061 ¦ SAU4005-G011-H__-&MED-05063 ¦ SAU4005-G011-HAA-&MED-05074 ¦ SAU4005-G011-UHB-&MED-05104 ¦ SAU4005-G011-UHB-&MTL-05122 ¦ SAU4005-G011-UHB-&MTL-05123 | HRSG(V) - Strength Calculation Report for HRSG Stack ¦ HRSG(V) - ASME Strength Calculation Sheet for Drum (with Deaerator) ¦ HRSG(V) - ASME Strength Calculation Sheet for Blowdown Tank ¦ HRSG(V) - ASME Strength Calculation Sheets for Header ¦ HRSG(V) - ASME Strength Calculation for Link ¦ HRSG(V) - ASME Strength Calculation for Tube ¦ HRSG(V) - Calculation of each Drum Volume ¦ HRSG(V) - Equipment Calculation Sheet for SCR ¦ HRSG(V) - Stack size calculation ¦ HRSG(V) - Blowdown tank size calculation sheet ¦ HRSG(V) - Strength Calculation for Deaerator ¦ HRSG(V) - Strength Calculation for Lifting Device ¦ HRSG(V) - Embedded Material Calculation for HRSG ¦ HRSG(V) - Embedded Material Calculation for Bypass Stack | Split header ASME strength calculations as a separate deliverable category.
293 | HRSG Vendor Document List | HRSG | Mechanical | Design Calculation | report | Bypass stack | Lifting Device | HRSG Lifting Device Strength Calculation | Vendor | Source-Grounded | Approved Source-Grounded | 3036 | R&N | SAU4005-G011-UHB-&MED-04815 ¦ SAU4005-G011-HAA-&MED-04816 ¦ SAU4005-G011-HAA-&MED-04817 ¦ SAU4005-G011-HAA-&MED-04818 ¦ SAU4005-G011-HAA-&MED-04819 ¦ SAU4005-G011-HAA-&MED-04820 ¦ SAU4005-G011-H__-&MDA-04832 ¦ SAU4005-G011-HNY-&MED-04965 ¦ SAU4005-G011-H__-&MDA-05061 ¦ SAU4005-G011-H__-&MED-05063 ¦ SAU4005-G011-HAA-&MED-05074 ¦ SAU4005-G011-UHB-&MED-05104 ¦ SAU4005-G011-UHB-&MTL-05122 ¦ SAU4005-G011-UHB-&MTL-05123 | HRSG(V) - Strength Calculation Report for HRSG Stack ¦ HRSG(V) - ASME Strength Calculation Sheet for Drum (with Deaerator) ¦ HRSG(V) - ASME Strength Calculation Sheet for Blowdown Tank ¦ HRSG(V) - ASME Strength Calculation Sheets for Header ¦ HRSG(V) - ASME Strength Calculation for Link ¦ HRSG(V) - ASME Strength Calculation for Tube ¦ HRSG(V) - Calculation of each Drum Volume ¦ HRSG(V) - Equipment Calculation Sheet for SCR ¦ HRSG(V) - Stack size calculation ¦ HRSG(V) - Blowdown tank size calculation sheet ¦ HRSG(V) - Strength Calculation for Deaerator ¦ HRSG(V) - Strength Calculation for Lifting Device ¦ HRSG(V) - Embedded Material Calculation for HRSG ¦ HRSG(V) - Embedded Material Calculation for Bypass Stack | Separated lifting device strength calculation as its own deliverable per source title evidence.
294 | HRSG Vendor Document List | HRSG | Mechanical | Design Calculation | report | Bypass stack | SCR | HRSG SCR Equipment Calculation Sheet | Vendor | Source-Grounded | Approved Source-Grounded | 3036 | R&N | SAU4005-G011-UHB-&MED-04815 ¦ SAU4005-G011-HAA-&MED-04816 ¦ SAU4005-G011-HAA-&MED-04817 ¦ SAU4005-G011-HAA-&MED-04818 ¦ SAU4005-G011-HAA-&MED-04819 ¦ SAU4005-G011-HAA-&MED-04820 ¦ SAU4005-G011-H__-&MDA-04832 ¦ SAU4005-G011-HNY-&MED-04965 ¦ SAU4005-G011-H__-&MDA-05061 ¦ SAU4005-G011-H__-&MED-05063 ¦ SAU4005-G011-HAA-&MED-05074 ¦ SAU4005-G011-UHB-&MED-05104 ¦ SAU4005-G011-UHB-&MTL-05122 ¦ SAU4005-G011-UHB-&MTL-05123 | HRSG(V) - Strength Calculation Report for HRSG Stack ¦ HRSG(V) - ASME Strength Calculation Sheet for Drum (with Deaerator) ¦ HRSG(V) - ASME Strength Calculation Sheet for Blowdown Tank ¦ HRSG(V) - ASME Strength Calculation Sheets for Header ¦ HRSG(V) - ASME Strength Calculation for Link ¦ HRSG(V) - ASME Strength Calculation for Tube ¦ HRSG(V) - Calculation of each Drum Volume ¦ HRSG(V) - Equipment Calculation Sheet for SCR ¦ HRSG(V) - Stack size calculation ¦ HRSG(V) - Blowdown tank size calculation sheet ¦ HRSG(V) - Strength Calculation for Deaerator ¦ HRSG(V) - Strength Calculation for Lifting Device ¦ HRSG(V) - Embedded Material Calculation for HRSG ¦ HRSG(V) - Embedded Material Calculation for Bypass Stack | Separated SCR equipment calculation from structural/pressure-part calculations per source title evidence.
295 | HRSG Vendor Document List | HRSG | Mechanical | Design Calculation | report | Bypass stack | Stack | HRSG Stack Strength and Size Calculations | Vendor | Source-Grounded | Approved Source-Grounded | 3036 | R&N | SAU4005-G011-UHB-&MED-04815 ¦ SAU4005-G011-HAA-&MED-04816 ¦ SAU4005-G011-HAA-&MED-04817 ¦ SAU4005-G011-HAA-&MED-04818 ¦ SAU4005-G011-HAA-&MED-04819 ¦ SAU4005-G011-HAA-&MED-04820 ¦ SAU4005-G011-H__-&MDA-04832 ¦ SAU4005-G011-HNY-&MED-04965 ¦ SAU4005-G011-H__-&MDA-05061 ¦ SAU4005-G011-H__-&MED-05063 ¦ SAU4005-G011-HAA-&MED-05074 ¦ SAU4005-G011-UHB-&MED-05104 ¦ SAU4005-G011-UHB-&MTL-05122 ¦ SAU4005-G011-UHB-&MTL-05123 | HRSG(V) - Strength Calculation Report for HRSG Stack ¦ HRSG(V) - ASME Strength Calculation Sheet for Drum (with Deaerator) ¦ HRSG(V) - ASME Strength Calculation Sheet for Blowdown Tank ¦ HRSG(V) - ASME Strength Calculation Sheets for Header ¦ HRSG(V) - ASME Strength Calculation for Link ¦ HRSG(V) - ASME Strength Calculation for Tube ¦ HRSG(V) - Calculation of each Drum Volume ¦ HRSG(V) - Equipment Calculation Sheet for SCR ¦ HRSG(V) - Stack size calculation ¦ HRSG(V) - Blowdown tank size calculation sheet ¦ HRSG(V) - Strength Calculation for Deaerator ¦ HRSG(V) - Strength Calculation for Lifting Device ¦ HRSG(V) - Embedded Material Calculation for HRSG ¦ HRSG(V) - Embedded Material Calculation for Bypass Stack | Consolidated stack-related calculation sheet/report titles (strength + size) under one standardized calculation deliverable.
296 | HRSG Vendor Document List | HRSG | Mechanical | Design Calculation | report | Bypass stack | Tube | HRSG Tube Strength Calculation | Vendor | Source-Grounded | Approved Source-Grounded | 3036 | R&N | SAU4005-G011-UHB-&MED-04815 ¦ SAU4005-G011-HAA-&MED-04816 ¦ SAU4005-G011-HAA-&MED-04817 ¦ SAU4005-G011-HAA-&MED-04818 ¦ SAU4005-G011-HAA-&MED-04819 ¦ SAU4005-G011-HAA-&MED-04820 ¦ SAU4005-G011-H__-&MDA-04832 ¦ SAU4005-G011-HNY-&MED-04965 ¦ SAU4005-G011-H__-&MDA-05061 ¦ SAU4005-G011-H__-&MED-05063 ¦ SAU4005-G011-HAA-&MED-05074 ¦ SAU4005-G011-UHB-&MED-05104 ¦ SAU4005-G011-UHB-&MTL-05122 ¦ SAU4005-G011-UHB-&MTL-05123 | HRSG(V) - Strength Calculation Report for HRSG Stack ¦ HRSG(V) - ASME Strength Calculation Sheet for Drum (with Deaerator) ¦ HRSG(V) - ASME Strength Calculation Sheet for Blowdown Tank ¦ HRSG(V) - ASME Strength Calculation Sheets for Header ¦ HRSG(V) - ASME Strength Calculation for Link ¦ HRSG(V) - ASME Strength Calculation for Tube ¦ HRSG(V) - Calculation of each Drum Volume ¦ HRSG(V) - Equipment Calculation Sheet for SCR ¦ HRSG(V) - Stack size calculation ¦ HRSG(V) - Blowdown tank size calculation sheet ¦ HRSG(V) - Strength Calculation for Deaerator ¦ HRSG(V) - Strength Calculation for Lifting Device ¦ HRSG(V) - Embedded Material Calculation for HRSG ¦ HRSG(V) - Embedded Material Calculation for Bypass Stack | Split tube strength calculation as separate deliverable category per source title evidence.
297 | HRSG Vendor Document List | HRSG | Mechanical | Report | report | HRSG | Duct Burner | HRSG Duct Burner CFD Report | Vendor | Source-Grounded | Approved Source-Grounded | 1995 | R&N | SAU4005-G011-H__-&MDD-04803 ¦ SAU4005-G011-H__-&MDA-04806 ¦ SAU4005-G011-H__-&MDD-04835 ¦ SAU4005-G011-HNY-&MDA-04994 ¦ SAU4005-G011-HHA-&MDD-05035 ¦ SAU4005-G011-H__-&MDD-04884 ¦ SAU4005-G011-H__-&MDD-04807 | HRSG(V) - Design Life Analysis Report ¦ HRSG(V) - Design Report for Insulation (HRSG Internal) ¦ HRSG(V) - HRSG CFD Report ¦ HRSG(V) - CFD Report for SCR ¦ HRSG(V) - CFD Report For Duct Burner ¦ HRSG(V) - FEM Analysis ¦ HRSG(V) - Design Report for Insulation of Piping and Equipments (HRSG External) | Split duct burner CFD report from multi-report bundle; explicit in source titles.
298 | HRSG Vendor Document List | HRSG | Mechanical | Report | report | HRSG | Duct Burner System | HRSG Duct Burner System CFD Report | Vendor | Source-Grounded | Approved Source-Grounded | 2011 | Fadhili ¦ Karabatan | T16182-DF04-P0LB-122004 ¦ T16182-DF04-P0LB-122005 ¦ T14211-7318-02-ME-B99-001 ¦ T14211-7318-02-ME-F99-001 ¦ T14211-7318-02-ME-B16-212 | HRSG - CFD REPORT FOR INLET DUCT ¦ HRSG - CFD REPORT FOR DUCT BURNER SYSTEM ¦ HRSG_REPORT OF THE UNAVOIDABLE THERMAL BRIDGE HRSG CASING AND DUCT ¦ HRSG_HRSG Inlet Duct CFD Report ¦ HRSG_CFD Report for Duct Burner System | Split duct burner system CFD report from combined report row; explicit in source titles.
299 | HRSG Vendor Document List | HRSG | Mechanical | Report | report | HRSG | Feedwater Pump | HRSG Feedwater Pump NPSH Transient Analysis Report | Vendor | Source-Grounded | Approved Source-Grounded | 2859 | Fadhili | T16182-XW03-P0LA-110061 | HRSG/FGP FEEDWATER PUMP NPSH TRANSIENT ANALYSIS | Standardized to conventional report title for NPSH transient analysis; treated as HRSG package-associated pump deliverable per source title.
300 | HRSG Vendor Document List | HRSG | Mechanical | Report | report | HRSG | HRSG | HRSG CFD Report | Vendor | Source-Grounded | Approved Source-Grounded | 1995 | R&N | SAU4005-G011-H__-&MDD-04803 ¦ SAU4005-G011-H__-&MDA-04806 ¦ SAU4005-G011-H__-&MDD-04835 ¦ SAU4005-G011-HNY-&MDA-04994 ¦ SAU4005-G011-HHA-&MDD-05035 ¦ SAU4005-G011-H__-&MDD-04884 ¦ SAU4005-G011-H__-&MDD-04807 | HRSG(V) - Design Life Analysis Report ¦ HRSG(V) - Design Report for Insulation (HRSG Internal) ¦ HRSG(V) - HRSG CFD Report ¦ HRSG(V) - CFD Report for SCR ¦ HRSG(V) - CFD Report For Duct Burner ¦ HRSG(V) - FEM Analysis ¦ HRSG(V) - Design Report for Insulation of Piping and Equipments (HRSG External) | Retained generic HRSG CFD report item present in source titles (separate from inlet duct/duct burner/SCR-specific CFD).
301 | HRSG Vendor Document List | HRSG | Mechanical | Report | report | HRSG | HRSG | HRSG Design Life Analysis Report | Vendor | Source-Grounded | Approved Source-Grounded | 1995 | R&N | SAU4005-G011-H__-&MDD-04803 ¦ SAU4005-G011-H__-&MDA-04806 ¦ SAU4005-G011-H__-&MDD-04835 ¦ SAU4005-G011-HNY-&MDA-04994 ¦ SAU4005-G011-HHA-&MDD-05035 ¦ SAU4005-G011-H__-&MDD-04884 ¦ SAU4005-G011-H__-&MDD-04807 | HRSG(V) - Design Life Analysis Report ¦ HRSG(V) - Design Report for Insulation (HRSG Internal) ¦ HRSG(V) - HRSG CFD Report ¦ HRSG(V) - CFD Report for SCR ¦ HRSG(V) - CFD Report For Duct Burner ¦ HRSG(V) - FEM Analysis ¦ HRSG(V) - Design Report for Insulation of Piping and Equipments (HRSG External) | Split design life analysis report from multi-report bundle; explicit in source titles.
302 | HRSG Vendor Document List | HRSG | Mechanical | Report | report | HRSG | HRSG Casing and Duct | HRSG Casing and Duct Thermal Bridge Report | Vendor | Source-Grounded | Approved Source-Grounded | 2011 | Fadhili ¦ Karabatan | T16182-DF04-P0LB-122004 ¦ T16182-DF04-P0LB-122005 ¦ T14211-7318-02-ME-B99-001 ¦ T14211-7318-02-ME-F99-001 ¦ T14211-7318-02-ME-B16-212 | HRSG - CFD REPORT FOR INLET DUCT ¦ HRSG - CFD REPORT FOR DUCT BURNER SYSTEM ¦ HRSG_REPORT OF THE UNAVOIDABLE THERMAL BRIDGE HRSG CASING AND DUCT ¦ HRSG_HRSG Inlet Duct CFD Report ¦ HRSG_CFD Report for Duct Burner System | Separated thermal bridge report from CFD reports per distinct source title text.
303 | HRSG Vendor Document List | HRSG | Mechanical | Report | report | HRSG | HRSG Internal Insulation | HRSG Internal Insulation Design Report | Vendor | Source-Grounded | Approved Source-Grounded | 1995 | R&N | SAU4005-G011-H__-&MDD-04803 ¦ SAU4005-G011-H__-&MDA-04806 ¦ SAU4005-G011-H__-&MDD-04835 ¦ SAU4005-G011-HNY-&MDA-04994 ¦ SAU4005-G011-HHA-&MDD-05035 ¦ SAU4005-G011-H__-&MDD-04884 ¦ SAU4005-G011-H__-&MDD-04807 | HRSG(V) - Design Life Analysis Report ¦ HRSG(V) - Design Report for Insulation (HRSG Internal) ¦ HRSG(V) - HRSG CFD Report ¦ HRSG(V) - CFD Report for SCR ¦ HRSG(V) - CFD Report For Duct Burner ¦ HRSG(V) - FEM Analysis ¦ HRSG(V) - Design Report for Insulation of Piping and Equipments (HRSG External) | Split internal insulation design report from multi-report bundle; explicit in source titles.
304 | HRSG Vendor Document List | HRSG | Mechanical | Report | report | HRSG | HRSG Structure / Casing | HRSG FEM Analysis Report | Vendor | Source-Grounded | Approved Source-Grounded | 1995 | R&N | SAU4005-G011-H__-&MDD-04803 ¦ SAU4005-G011-H__-&MDA-04806 ¦ SAU4005-G011-H__-&MDD-04835 ¦ SAU4005-G011-HNY-&MDA-04994 ¦ SAU4005-G011-HHA-&MDD-05035 ¦ SAU4005-G011-H__-&MDD-04884 ¦ SAU4005-G011-H__-&MDD-04807 | HRSG(V) - Design Life Analysis Report ¦ HRSG(V) - Design Report for Insulation (HRSG Internal) ¦ HRSG(V) - HRSG CFD Report ¦ HRSG(V) - CFD Report for SCR ¦ HRSG(V) - CFD Report For Duct Burner ¦ HRSG(V) - FEM Analysis ¦ HRSG(V) - Design Report for Insulation of Piping and Equipments (HRSG External) | Standardized FEM analysis report title from multi-report bundle; explicit in source titles.
305 | HRSG Vendor Document List | HRSG | Mechanical | Report | report | HRSG | Inlet Duct | HRSG Inlet Duct CFD Report | Vendor | Source-Grounded | Approved Source-Grounded | 2011 | Fadhili ¦ Karabatan | T16182-DF04-P0LB-122004 ¦ T16182-DF04-P0LB-122005 ¦ T14211-7318-02-ME-B99-001 ¦ T14211-7318-02-ME-F99-001 ¦ T14211-7318-02-ME-B16-212 | HRSG - CFD REPORT FOR INLET DUCT ¦ HRSG - CFD REPORT FOR DUCT BURNER SYSTEM ¦ HRSG_REPORT OF THE UNAVOIDABLE THERMAL BRIDGE HRSG CASING AND DUCT ¦ HRSG_HRSG Inlet Duct CFD Report ¦ HRSG_CFD Report for Duct Burner System | Split inlet duct CFD report from combined report row; explicit in source titles.
306 | HRSG Vendor Document List | HRSG | Mechanical | Report | report | HRSG | Main Frames | HRSG Main Frames Design Report | Vendor | Source-Grounded | Approved Source-Grounded | 2761 | Muara Tawar | MRT-XB02-P2LB-122021 | [HRSG(For Block 2, 3&4)]_HRSG_MAIN FRAMES DESIGN REPORT | Single source row; removed block qualifiers.
307 | HRSG Vendor Document List | HRSG | Mechanical | Report | report | HRSG | Piping and Equipment Insulation (HRSG External) | HRSG External Insulation Design Report (Piping and Equipment) | Vendor | Source-Grounded | Approved Source-Grounded | 1995 | R&N | SAU4005-G011-H__-&MDD-04803 ¦ SAU4005-G011-H__-&MDA-04806 ¦ SAU4005-G011-H__-&MDD-04835 ¦ SAU4005-G011-HNY-&MDA-04994 ¦ SAU4005-G011-HHA-&MDD-05035 ¦ SAU4005-G011-H__-&MDD-04884 ¦ SAU4005-G011-H__-&MDD-04807 | HRSG(V) - Design Life Analysis Report ¦ HRSG(V) - Design Report for Insulation (HRSG Internal) ¦ HRSG(V) - HRSG CFD Report ¦ HRSG(V) - CFD Report for SCR ¦ HRSG(V) - CFD Report For Duct Burner ¦ HRSG(V) - FEM Analysis ¦ HRSG(V) - Design Report for Insulation of Piping and Equipments (HRSG External) | Split external insulation design report from multi-report bundle; explicit in source titles.
308 | HRSG Vendor Document List | HRSG | Mechanical | Report | report | HRSG | Pressure Parts | HRSG Pressure Parts Design Report | Vendor | Source-Grounded | Approved Source-Grounded | 2949 | Muara Tawar | MRT-XB02-P2LB-122022 | [HRSG(for Block 2, 3 & 4)]_HRSG_PRESSURE PARTS DESIGN REPORT | Aligned to source as design report for HRSG pressure parts.
309 | HRSG Vendor Document List | HRSG | Mechanical | Report | report | HRSG | SCR | HRSG SCR CFD Report | Vendor | Source-Grounded | Approved Source-Grounded | 1995 | R&N | SAU4005-G011-H__-&MDD-04803 ¦ SAU4005-G011-H__-&MDA-04806 ¦ SAU4005-G011-H__-&MDD-04835 ¦ SAU4005-G011-HNY-&MDA-04994 ¦ SAU4005-G011-HHA-&MDD-05035 ¦ SAU4005-G011-H__-&MDD-04884 ¦ SAU4005-G011-H__-&MDD-04807 | HRSG(V) - Design Life Analysis Report ¦ HRSG(V) - Design Report for Insulation (HRSG Internal) ¦ HRSG(V) - HRSG CFD Report ¦ HRSG(V) - CFD Report for SCR ¦ HRSG(V) - CFD Report For Duct Burner ¦ HRSG(V) - FEM Analysis ¦ HRSG(V) - Design Report for Insulation of Piping and Equipments (HRSG External) | Split SCR CFD report from multi-report bundle; explicit in source titles.
310 | HRSG Vendor Document List | HRSG | Mechanical | Report | report | valve | HP, RH Section dissimilar metal weld | HRSG HP, RH Section Dissimilar Metal Weld Analysis Report | Vendor | Source-Grounded | Approved Source-Grounded | 6900 | R&N | SAU4005-G011-HYA-&ELD-04914 ¦ SAU4005-G011-HAA-&MDD-04822 ¦ SAU4005-G011-HAA-&MDD-04823 ¦ SAU4005-G011-HAA-&MDD-04824 ¦ SAU4005-G011-HAA-&MDD-04825 ¦ SAU4005-G011-HAA-&MLU-04828 ¦ SAU4005-G011-HAA-&MLU-04829 ¦ SAU4005-G011-HYA-&ELU-04915 ¦ SAU4005-G011-HAA-&MTC-05071 ¦ SAU4005-G011-HAA-&MTC-05072 ¦ SAU4005-G011-HNY-&MLU-05128 ¦ SAU4005-G011-H__-&MDD-05141 ¦ SAU4005-G011-HA_-&MPA-04879 | HRSG(V) - Instrument Installation Detail Drawings ¦ HRSG(V) - Assembly Drawing of Steam Drum ¦ HRSG(V) - Detail of External Attachment of Steam Drum ¦ HRSG(V) - Internal Assembly Drawing of Steam Drum ¦ HRSG(V) - HP Steam Drum Name Plate Detail ¦ HRSG(V) - Equipment Outline Drawing for Blowdown Tank ¦ HRSG(V) - Link Assembly Drawing ¦ HRSG(V) - Local Panel Assembly Drawing for Diverter & Guillotine Damper ¦ HRSG(V) - Internal Tray Enclosure Detail for Deaerator ¦ HRSG(V) - Internal Spray Header Detail for Deaerator ¦ HRSG(V) - Assembly Drawing for Ammonia Unloading Area Shed ¦ HRSG(V) – HP, RH Section Dissimilar Metal Weld Analysis Report ¦ HRSG(V) - Manual Valve List and ASSEMBLY Drawing for HRSG Piping | Explicit analysis report deliverable in source titles; categorized under Study per allowed L1 taxonomy.
311 | HRSG Vendor Document List | HRSG | Piping | Piping & Instrumentation Drawing | Condensate System | HRSG | Condensate Preheater System | HRSG Condensate Preheater System P & ID | Vendor | Source-Grounded | Approved Source-Grounded | 4570 | Fadhili ¦ Grati ¦ Karabatan ¦ Turkistan ¦ Ukudu | T14211-7318-02-ME-B06-001 ¦ T14211-7318-02-ME-B06-002 ¦ T14211-7318-02-ME-B06-003 ¦ T14211-7318-02-ME-B06-004 ¦ T14211-7318-02-ME-B06-005 ¦ T14211-7318-02-ME-B06-006 ¦ T16182-XG02-P0LB-122022 ¦ T16182-XG02-P0LB-122023 ¦ T16182-XG02-P0SGC-138101 ¦ GRT-XG02-P1H-300020 ¦ T14211-7318-02-ME-B16-101 ¦ T14211-7318-02-ME-B16-201 ¦ CCP-W-B114-02-ME-B06-0011 ¦ CCP-W-B114-02-ME-B06-0001 ¦ CCP-W-B114-02-ME-B06-0003 ¦ CCP-W-B114-02-ME-B06-0004 ¦ CCP-W-B114-02-ME-B06-0005 ¦ CCP-W-B114-02-ME-B06-0006 ¦ CCP-W-B114-02-ME-B06-0007 ¦ CCP-W-B114-02-ME-B06-0008 ¦ CCP-W-B114-02-ME-B06-0009 ¦ CCP-W-B114-02-ME-B06-0010 ¦ CCP-W-B114-02-ME-B06-1001 | [HRSG]_P&I DIAGRAM ¦ HRSG_P&I Diagram of HRSG - Exhaust Gas System ¦ HRSG_P&I Diagram of HRSG - High Pressure Evaporator Superheater System ¦ HRSG_P&I Diagram of HRSG - High Pressure Economizer System ¦ HRSG_P&I Diagram of HRSG - Utility ¦ HRSG_P&I Diagram of HRSG - Blowdown System ¦ HRSG_P&I Diagram of HRSG - Condensate Preheater System ¦ HRSG_P&I DIAGRAM ¦ P&I DIAGRAM FOR HRSG SCR ¦ HRSG - P&I DIAGRAM ¦ HRSG - P&I DIAGRAM FOR HRSG DUCT BURNER SYSTEM ¦ P&ID OF WATER SPRAY SYSTEM FOR BURNER FOR HRSG ¦ [DCR] Change HRSG P&ID(GRT-XG02-P1H-300020) ¦ HRSG_P&ID for Diverter & Guillotine Damper ¦ HRSG_P&I Diagram for Duct Burner System ¦ HRSG_P&ID - Blowdown System ¦ HRSG_P&ID - Symbology ¦ HRSG_P&ID - Exhaust Gas System ¦ HRSG_P&ID - HP SH System ¦ HRSG_P&ID - HP EVA System ¦ HRSG_P&ID - HP ECO System ¦ HRSG_P&ID - LP SH System ¦ HRSG_P&ID - LP EVA System ¦ HRSG_P&ID - Feedwater HTR System ¦ HRSG_P&ID - Utility System ¦ HRSG_Diverter Damper - P&ID | Split condensate preheater system P&ID subset based on explicit source title evidence.
312 | HRSG Vendor Document List | HRSG | Piping | List | Drain System | Heat exchanger | Vent & Drain Lines | HRSG Vent & Drain Line List | Vendor | Source-Grounded | Approved Source-Grounded | 5465 ¦ 5698 | Fadhili ¦ Grati ¦ Karabatan ¦ Turkistan ¦ Ukudu ¦ R&N | T14211-7318-02-ME-B16-117 ¦ T14211-7318-02-ME-B16-223 ¦ T14211-7318-02-ME-E29-001 ¦ T16182-YL00-P0LB-122075 ¦ T16182-YL00-P0LB-122076 ¦ GRT-YL00-P1H-300051 ¦ T14211-7318-02-ME-H20-001 ¦ T14211-7318-02-ME-B16-113 ¦ T14211-7318-02-ME-B16-229 ¦ T14211-7318-02-ME-H21-001 ¦ CCP-W-B114-02-ME-H20-0068 ¦ CCP-W-B114-02-ME-H20-1014 ¦ T16182-XL00-P0LB-122030 ¦ T16182-XL00-P0LB-122031 ¦ T16182-XN00-P0LB-122033 ¦ T16182-XV00-P0LB-122038 ¦ T16182-XV00-P0LB-122039 ¦ T16182-YK10-P0LB-122077 ¦ T16182-YT01-P0LB-122102 ¦ GRT-QA00-P0H-040007 ¦ GRT-QA00-P0H-040009 ¦ GRT-QA00-P0H-040011 ¦ GRT-XL00-P1H-300028 ¦ T14211-7318-02-ME-P06-101 ¦ T14211-7318-02-ME-B16-119 ¦ T14211-7318-02-ME-B16-219 ¦ T14211-7318-02-ME-B16-228 ¦ T14211-7318-02-ME-B16-236 ¦ T14211-7318-02-ME-P14-001 ¦ T14211-7318-02-ME-B05-241~250 ¦ T14211-7318-02-ME-P10-101 ¦ CCP-W-B114-02-ME-B15-0001 ¦ CCP-W-B114-02-ME-P10-0061 ¦ CCP-W-B114-02-ME-P14-0062 ¦ CCP-W-B114-02-ME-P10-1013 ¦ T16182-XN00-P0LB-122034 ¦ GRT-QA00-P0H-040015 ¦ GRT-XN00-P1H-300029 ¦ T14211-7318-02-ME-B16-112 ¦ T14211-7318-02-ME-B16-227 ¦ SAU4005-G011-HYA-&EPC-04939 ¦ SAU4005-G011-HNY-&MDA-04960 ¦ SAU4005-G011-HHA-&MDA-05002 ¦ SAU4005-G011-HNE-&EPC-05106 ¦ SAU4005-G011-HNE-&EPA-05112 ¦ SAU4005-G011-HYA-&EPC-04892 ¦ SAU4005-G011-HYA-&EFP-04906 ¦ SAU4005-G011-HYA-&EDA-04919 ¦ SAU4005-G011-HYA-&EDA-04925 ¦ SAU4005-G011-HNY-&MDA-04976 ¦ SAU4005-G011-HHA-&MDA-05015 ¦ SAU4005-G011-HAN-&MLU-04830 ¦ SAU4005-G011-HA_-&MPD-04883 ¦ SAU4005-G011-HA_-&MPL-04885 ¦ SAU4005-G011-HYA-&EDA-04890 ¦ SAU4005-G011-HYA-&EFP-04907 ¦ SAU4005-G011-HYA-&EEC-04908 ¦ SAU4005-G011-HYA-&EFQ-04921 ¦ SAU4005-G011-HYA-&EFQ-04936 ¦ SAU4005-G011-HNY-&MFQ-04958 ¦ SAU4005-G011-HNY-&MDA-04982 ¦ SAU4005-G011-HNY-&MDA-04998 ¦ SAU4005-G011-HHA-&MFQ-05000 ¦ SAU4005-G011-HHA-&MDA-05019 ¦ SAU4005-G011-HHA-&MDA-05026 ¦ SAU4005-G011-HHA-&MDA-05029 ¦ SAU4005-G011-___-&BAB-05068 ¦ SAU4005-G011-HHA-&MDA-05096 ¦ SAU4005-G011-HNE-&EFP-05115 ¦ SAU4005-G011-HYA-&EDA-04891 ¦ SAU4005-G011-HYA-&EDA-04918 ¦ SAU4005-G011-HNY-&MDA-04991 ¦ SAU4005-G011-HHA-&MDA-05030 | HRSG_Cable List for Diverter & Guillotine Damper ¦ HRSG_BMS Cable & Panel Terminal List for Duct Burner System ¦ HRSG_Electrical load List for HRSG ¦ HRSG - INSTRUMENT LIST ¦ HRSG - INSTRUMENT LIST FOR DUCT BURNER SYSTEM ¦ [HRSG]_INSTRUMENT LIST ¦ HRSG_Instrument List ¦ HRSG_Instrument List for Diverter & Guillotine Damper ¦ HRSG_Instrument List for Duct Burner System ¦ HRSG_Diverter Damper - Instrument List ¦ HRSG_INSTRUMENT LIST ¦ HRSG_DCS I/O LIST ¦ HRSG - LINE LIST ¦ HRSG - LINE LIST FOR DUCT BURNER SYSTEM ¦ HRSG - MOV & CV LIST ¦ HRSG - BMS PANEL PART LIST FOR DUCT BURNER SYSTEM ¦ HRSG - EQUIPMENT LIST ¦ HRSG - ALARM AND TRIP SETTING LIST FOR DUCT BURNER SYSTEM ¦ HRSG - I/O LIST FOR BMS AND CEMS ¦ [HRSG]_Welders List for HRSG Heat Exchanger ¦ [HRSG]_Welders List for HRSG HP Drum ¦ [HRSG]_Welders List for HRSG LP Drum ¦ [HRSG]_LINE LIST ¦ HRSG_MOV & CV List ¦ HRSG_Alarm and Trip Setting List for Diverter & Guillotine Damper ¦ HRSG_BMS Panel Part List for Duct Burner System ¦ HRSG_Line List for Duct Burner System ¦ HRSG_Alarm and Trip Setting List for Duct Burner System ¦ HRSG_Line list with electronic file(EXCEL) ¦ HRSG_Vent & Drain Line (Module /Field weld) ¦ HRSG_Thermal Insulation List ¦ HRSG_Valves List ¦ HRSG_Lines List ¦ HRSG_Diverter Damper - Valves List ¦ HRSG_MOV LIST ¦ HRSG_LINE LIST ¦ HRSG - VALVE LIST FOR DUCT BURNER SYSTEM ¦ Welders List for HRSG Piping ¦ [HRSG]_VALVE LIST ¦ [HRSG]_Welders List for HRSG Piping ¦ HRSG_EXTERNAL PIPING LINE LIST ¦ HRSG_Valve List for Diverter & Guillotine Damper ¦ HRSG_Valve List for Duct Burner System ¦ HRSG_CONTROL VALVE LIST ¦ HRSG(V) - Electrical Load List ¦ HRSG(V) - Cable List for SCR ¦ HRSG(V) - Cable List for Duct Burner ¦ HRSG(V) - CEMS Electrical Load List ¦ HRSG(V) - CEMS Cable list ¦ HRSG(V) - Instrument List ¦ HRSG(V) - DCS I/O List ¦ HRSG(V) - Instrument List for Diverter & Guillotine Damper ¦ HRSG(V) - PLC I/O List for Diverter Damper (include Datalink IO list) ¦ HRSG(V) - Instrument List for SCR ¦ HRSG(V) - Instrument List for Duct Burner ¦ HRSG(V) - Vent & Drain Line (Module /Field weld) ¦ HRSG(V) - Line List ¦ HRSG(V) - Terminal Point List ¦ HRSG(V) - MOV List ¦ HRSG(V) - Alarm Set Point List ¦ HRSG(V) - Utility Consumption List ¦ HRSG(V) - Alarm and Trip Setting List for Diverter & Guillotine Damper ¦ HRSG(V) - Alarm and Trip Setting List for for CEMS ¦ HRSG(V) - Alarm and Trip Setting List for SCR ¦ HRSG(V) - Line List for SCR ¦ HRSG(V) - I/O List for SCR ¦ HRSG(V) - Alarm and Trip Setting List for Duct Burner ¦ HRSG(V) - Line List for Duct Burner ¦ HRSG(V) - BMS Communication List ¦ HRSG(V) - I/O List for DUCT BURNER ¦ HRSG(V) - Equipment List ¦ HRSG(V) - BMS IO List ¦ HRSG(V) - CEMS I/O Signals exchange List ¦ HRSG(V) - Control Valve List ¦ HRSG(V) - Valve List for Diverter & Guillotine Damper ¦ HRSG(V) - Valve List for SCR ¦ HRSG(V) - Valve List for Duct Burner | Standardized vent & drain line list references; classified under Drain System.
313 | HRSG Vendor Document List | HRSG | Piping | Piping & Instrumentation Drawing | EXHAUST SYSTEM | HRSG | Exhaust Gas System | HRSG Exhaust Gas System P & ID | Vendor | Source-Grounded | Approved Source-Grounded | 4570 | Fadhili ¦ Grati ¦ Karabatan ¦ Turkistan ¦ Ukudu | T14211-7318-02-ME-B06-001 ¦ T14211-7318-02-ME-B06-002 ¦ T14211-7318-02-ME-B06-003 ¦ T14211-7318-02-ME-B06-004 ¦ T14211-7318-02-ME-B06-005 ¦ T14211-7318-02-ME-B06-006 ¦ T16182-XG02-P0LB-122022 ¦ T16182-XG02-P0LB-122023 ¦ T16182-XG02-P0SGC-138101 ¦ GRT-XG02-P1H-300020 ¦ T14211-7318-02-ME-B16-101 ¦ T14211-7318-02-ME-B16-201 ¦ CCP-W-B114-02-ME-B06-0011 ¦ CCP-W-B114-02-ME-B06-0001 ¦ CCP-W-B114-02-ME-B06-0003 ¦ CCP-W-B114-02-ME-B06-0004 ¦ CCP-W-B114-02-ME-B06-0005 ¦ CCP-W-B114-02-ME-B06-0006 ¦ CCP-W-B114-02-ME-B06-0007 ¦ CCP-W-B114-02-ME-B06-0008 ¦ CCP-W-B114-02-ME-B06-0009 ¦ CCP-W-B114-02-ME-B06-0010 ¦ CCP-W-B114-02-ME-B06-1001 | [HRSG]_P&I DIAGRAM ¦ HRSG_P&I Diagram of HRSG - Exhaust Gas System ¦ HRSG_P&I Diagram of HRSG - High Pressure Evaporator Superheater System ¦ HRSG_P&I Diagram of HRSG - High Pressure Economizer System ¦ HRSG_P&I Diagram of HRSG - Utility ¦ HRSG_P&I Diagram of HRSG - Blowdown System ¦ HRSG_P&I Diagram of HRSG - Condensate Preheater System ¦ HRSG_P&I DIAGRAM ¦ P&I DIAGRAM FOR HRSG SCR ¦ HRSG - P&I DIAGRAM ¦ HRSG - P&I DIAGRAM FOR HRSG DUCT BURNER SYSTEM ¦ P&ID OF WATER SPRAY SYSTEM FOR BURNER FOR HRSG ¦ [DCR] Change HRSG P&ID(GRT-XG02-P1H-300020) ¦ HRSG_P&ID for Diverter & Guillotine Damper ¦ HRSG_P&I Diagram for Duct Burner System ¦ HRSG_P&ID - Blowdown System ¦ HRSG_P&ID - Symbology ¦ HRSG_P&ID - Exhaust Gas System ¦ HRSG_P&ID - HP SH System ¦ HRSG_P&ID - HP EVA System ¦ HRSG_P&ID - HP ECO System ¦ HRSG_P&ID - LP SH System ¦ HRSG_P&ID - LP EVA System ¦ HRSG_P&ID - Feedwater HTR System ¦ HRSG_P&ID - Utility System ¦ HRSG_Diverter Damper - P&ID | Split a clearly identified P&ID subset for exhaust gas system from the broader P&ID set per source titles.
314 | HRSG Vendor Document List | HRSG | Piping | Data & BOM | Instrument & Control System | HRSG | Piping insulation | HRSG Data & BOM of Insulation for Piping | Vendor | Source-Grounded | Approved Source-Grounded | 6696 | R&N | SAU4005-G011-HNY-&MDA-04987 ¦ SAU4005-G011-H__-&MDA-04831 | HRSG(V) - Electrical and I&c BOM for SCR ¦ HRSG(V) - Data & BOM of Insulation for Piping | Split 'Data & BOM of Insulation for Piping' from mixed BOM row; kept exact deliverable phrase from source.
315 | HRSG Vendor Document List | HRSG | Piping | Technical Specification | Lighting & Small Power System | Lighting | Piping Class | HRSG Piping Class Specification | Vendor | Source-Grounded | Approved Source-Grounded | 5464 | Fadhili ¦ Karabatan ¦ Turkistan ¦ Ukudu | T16182-YT01-P0LB-122099 ¦ T14211-7318-02-ME-B16-241 ¦ T16182-XW01-P0LB-122041 ¦ T16182-XW01-P0LB-122046 ¦ T16182-XW01-P0LB-122061 ¦ T16182-YT01-P0LB-122108 ¦ CCP-W-B114-02-ME-P04-0060 | HRSG - TECHNICAL SPECIFICATION FOR LIGHTING & SMALL POWER SYSTEM ¦ HRSG_CABLE SPECIFICATION ¦ HRSG_BMS PLC Specification ¦ HRSG - TECHNICAL SPECIFICATION FOR AC & DC DISTRIBUTION BOARD ¦ HRSG - TECHNICAL SPECIFICATION FOR COMMUNICATION SYSTEM ¦ HRSG - FLAME SCANNER & IGNITION BURNER SPECIFICATION FOR DUCT BURNER SYSTEM ¦ HRSG - BMS SPECIFICATION FOR DUCT BURNER SYSTEM ¦ DESIGN SPECIFICATION FOR HRSG SCR ¦ HRSG_CONDUIT PLAN & SPECIFICATION ¦ HRSG_Piping Class Specification | Included piping class specification referenced in HRSG vendor titles.
316 | HRSG Vendor Document List | HRSG | Piping | Classification | Piping System | HRSG | HRSG Piping Material | HRSG Piping Material Classification | Vendor | Source-Grounded | Approved Source-Grounded | 4703 ¦ 4704 ¦ 4705 ¦ 4716 | Fadhili ¦ Muara Tawar ¦ Karabatan | T16182-YT02-P0LB-122104 ¦ MRT-YT02-P2LB-122104 ¦ MRT-YT02-P3LB-122104 ¦ T14211-7318-02-ME-P04-001 | HRSG - PIPING MATERIAL CLASSIFICATION ¦ [HRSG(For Block 2)]_HRSG_PIPING MATERIAL CLASSIFICATION ¦ [HRSG(for Block 3, 4)]_HRSG_PIPING MATERIAL CLASSIFICATION ¦ HRSG_Piping Material Classification(for HRSG) | Merged equivalent piping material classification documents across projects/blocks into one standardized HRSG piping material classification deliverable.
317 | HRSG Vendor Document List | HRSG | Piping | Technical Specification | Piping System | HRSG | SCR Piping Material | HRSG SCR Piping Material Specification | Vendor | Source-Grounded | Approved Source-Grounded | 4648 | Ukudu |  | PIPING MATERIAL SPECIFICATION FOR HRSG SCR | Kept as separate deliverable because it is a specific piping material specification for HRSG SCR scope.
318 | HRSG Vendor Document List | HRSG | Piping | List and Drawing | Piping System | valve | Manual valves (HRSG piping) | HRSG Manual Valve List and Assembly Drawing for HRSG Piping | Vendor | Source-Grounded | Approved Source-Grounded | 6900 | R&N | SAU4005-G011-HYA-&ELD-04914 ¦ SAU4005-G011-HAA-&MDD-04822 ¦ SAU4005-G011-HAA-&MDD-04823 ¦ SAU4005-G011-HAA-&MDD-04824 ¦ SAU4005-G011-HAA-&MDD-04825 ¦ SAU4005-G011-HAA-&MLU-04828 ¦ SAU4005-G011-HAA-&MLU-04829 ¦ SAU4005-G011-HYA-&ELU-04915 ¦ SAU4005-G011-HAA-&MTC-05071 ¦ SAU4005-G011-HAA-&MTC-05072 ¦ SAU4005-G011-HNY-&MLU-05128 ¦ SAU4005-G011-H__-&MDD-05141 ¦ SAU4005-G011-HA_-&MPA-04879 | HRSG(V) - Instrument Installation Detail Drawings ¦ HRSG(V) - Assembly Drawing of Steam Drum ¦ HRSG(V) - Detail of External Attachment of Steam Drum ¦ HRSG(V) - Internal Assembly Drawing of Steam Drum ¦ HRSG(V) - HP Steam Drum Name Plate Detail ¦ HRSG(V) - Equipment Outline Drawing for Blowdown Tank ¦ HRSG(V) - Link Assembly Drawing ¦ HRSG(V) - Local Panel Assembly Drawing for Diverter & Guillotine Damper ¦ HRSG(V) - Internal Tray Enclosure Detail for Deaerator ¦ HRSG(V) - Internal Spray Header Detail for Deaerator ¦ HRSG(V) - Assembly Drawing for Ammonia Unloading Area Shed ¦ HRSG(V) – HP, RH Section Dissimilar Metal Weld Analysis Report ¦ HRSG(V) - Manual Valve List and ASSEMBLY Drawing for HRSG Piping | Kept combined phrase exactly as a conventional deliverable from source title; separated from other detail drawings in same source row.
319 | HRSG Vendor Document List | HRSG | Piping | Drawing | Piping System | valve | Manual valves (external piping) | HRSG Manual Valve Assembly Drawings for External Piping | Vendor | Source-Grounded | Approved Source-Grounded | 6898 ¦ 6899 | Muara Tawar | MRT-YK00-P2LB-122072 ¦ MRT-YK01-P2LB-122074 ¦ MRT-YK00-P3LB-122072 ¦ MRT-YK01-P3LB-122074 | [HRSG(For Block 2)]_HRSG_INSTRUMENT INSTALLATION DETAIL DRAWINGS ¦ [HRSG(For Block 2)]_HRSG_MANUAL VALVE ASSEMBLY DRAWING FOR EXTERNAL PIPING ¦ [HRSG(For Block 3, 4)]_HRSG_INSTRUMENT INSTALLATION DETAIL DRAWINGS ¦ [HRSG(For Block 3, 4)]_HRSG_MANUAL VALVE ASSEMBLY DRAWING FOR EXTERNAL PIPING | Split 'HRSG_MANUAL VALVE ASSEMBLY DRAWING FOR EXTERNAL PIPING' from instrument installation details; grouped under Piping System.
320 | HRSG Vendor Document List | HRSG | Piping | Piping & Instrumentation Drawing | Plant General System | General | Continuous Emissions Monitoring System | HRSG CEMS P & ID | Vendor | Source-Grounded | Approved Source-Grounded | 4575 | R&N | SAU4005-G011-HAB-&MFB-04812 ¦ SAU4005-G011-H__-&MFB-04845 ¦ SAU4005-G011-HNY-&MFB-04983 ¦ SAU4005-G011-HHA-&MFB-05006 ¦ SAU4005-G011-HNE-&EFB-05107 | HRSG(V) - P&I Diagram ¦ HRSG(V) - P&ID for Diverter & Guillotine Damper ¦ HRSG(V) - P&ID for SCR ¦ HRSG(V) - P&ID for Duct Burner ¦ HRSG(V) - CEMS P&ID | Kept CEMS P&ID as distinct subsystem deliverable explicitly evidenced in source titles.
321 | HRSG Vendor Document List | HRSG | Piping | Piping & Instrumentation Drawing | Plant General System | General | Duct Burner System | HRSG Duct Burner System P & ID | Vendor | Source-Grounded | Approved Source-Grounded | 4570 ¦ 4575 | Fadhili ¦ Grati ¦ Karabatan ¦ Turkistan ¦ Ukudu ¦ R&N | T14211-7318-02-ME-B06-001 ¦ T14211-7318-02-ME-B06-002 ¦ T14211-7318-02-ME-B06-003 ¦ T14211-7318-02-ME-B06-004 ¦ T14211-7318-02-ME-B06-005 ¦ T14211-7318-02-ME-B06-006 ¦ T16182-XG02-P0LB-122022 ¦ T16182-XG02-P0LB-122023 ¦ T16182-XG02-P0SGC-138101 ¦ GRT-XG02-P1H-300020 ¦ T14211-7318-02-ME-B16-101 ¦ T14211-7318-02-ME-B16-201 ¦ CCP-W-B114-02-ME-B06-0011 ¦ CCP-W-B114-02-ME-B06-0001 ¦ CCP-W-B114-02-ME-B06-0003 ¦ CCP-W-B114-02-ME-B06-0004 ¦ CCP-W-B114-02-ME-B06-0005 ¦ CCP-W-B114-02-ME-B06-0006 ¦ CCP-W-B114-02-ME-B06-0007 ¦ CCP-W-B114-02-ME-B06-0008 ¦ CCP-W-B114-02-ME-B06-0009 ¦ CCP-W-B114-02-ME-B06-0010 ¦ CCP-W-B114-02-ME-B06-1001 ¦ SAU4005-G011-HAB-&MFB-04812 ¦ SAU4005-G011-H__-&MFB-04845 ¦ SAU4005-G011-HNY-&MFB-04983 ¦ SAU4005-G011-HHA-&MFB-05006 ¦ SAU4005-G011-HNE-&EFB-05107 | [HRSG]_P&I DIAGRAM ¦ HRSG_P&I Diagram of HRSG - Exhaust Gas System ¦ HRSG_P&I Diagram of HRSG - High Pressure Evaporator Superheater System ¦ HRSG_P&I Diagram of HRSG - High Pressure Economizer System ¦ HRSG_P&I Diagram of HRSG - Utility ¦ HRSG_P&I Diagram of HRSG - Blowdown System ¦ HRSG_P&I Diagram of HRSG - Condensate Preheater System ¦ HRSG_P&I DIAGRAM ¦ P&I DIAGRAM FOR HRSG SCR ¦ HRSG - P&I DIAGRAM ¦ HRSG - P&I DIAGRAM FOR HRSG DUCT BURNER SYSTEM ¦ P&ID OF WATER SPRAY SYSTEM FOR BURNER FOR HRSG ¦ [DCR] Change HRSG P&ID(GRT-XG02-P1H-300020) ¦ HRSG_P&ID for Diverter & Guillotine Damper ¦ HRSG_P&I Diagram for Duct Burner System ¦ HRSG_P&ID - Blowdown System ¦ HRSG_P&ID - Symbology ¦ HRSG_P&ID - Exhaust Gas System ¦ HRSG_P&ID - HP SH System ¦ HRSG_P&ID - HP EVA System ¦ HRSG_P&ID - HP ECO System ¦ HRSG_P&ID - LP SH System ¦ HRSG_P&ID - LP EVA System ¦ HRSG_P&ID - Feedwater HTR System ¦ HRSG_P&ID - Utility System ¦ HRSG_Diverter Damper - P&ID ¦ HRSG(V) - P&I Diagram ¦ HRSG(V) - P&ID for Diverter & Guillotine Damper ¦ HRSG(V) - P&ID for SCR ¦ HRSG(V) - P&ID for Duct Burner ¦ HRSG(V) - CEMS P&ID | Merged duct burner P&ID evidence across projects into one standardized deliverable.
322 | HRSG Vendor Document List | HRSG | Piping | Piping & Instrumentation Drawing | Plant General System | General | Feedwater Pump | HRSG Feedwater Pump P & ID | Vendor | Source-Grounded | Approved Source-Grounded | 4618 | Fadhili | T16182-XG02-P0LAC-126003 | HRSG FEEDWATER PUMP - P&I DIAGRAM | Standardized pump package P&ID; kept separate from pump drawings and datasheets.
323 | HRSG Vendor Document List | HRSG | Piping | Piping & Instrumentation Drawing | Plant General System | General | HRSG | HRSG P & ID | Vendor | Source-Grounded | Approved Source-Grounded | 4619 ¦ 4620 ¦ 4660 ¦ 4661 ¦ 4662 ¦ 4663 | Muara Tawar ¦ Karabatan | MRT-XG02-P2LB-122022 ¦ MRT-XG02-P3LB-122022 ¦ T14211-7319-PR-007-0001 ¦ T14211-7320-PR-007-0001 ¦ T14211-7321-PR-007-0001 ¦ T14211-7322-PR-007-0001 | [HRSG(For Block 2)]_HRSG_P&I DIAGRAM ¦ [HRSG(for Block 3, 4)]_HRSG_P&I DIAGRAM ¦ TP P&ID for HRSG#1 ¦ TP P&ID for HRSG#2 ¦ TP P&ID for HRSG#3 ¦ TP P&ID for HRSG#4 | Merged duplicate HRSG package P&IDs that differed only by Block/HRSG number qualifiers; standardized to one HRSG vendor P&ID deliverable.
324 | HRSG Vendor Document List | HRSG | Piping | Piping & Instrumentation Drawing | Plant General System | General | HRSG | HRSG P & ID (Package Set) | Vendor | Source-Grounded | Approved Source-Grounded | 4570 ¦ 4575 | Fadhili ¦ Grati ¦ Karabatan ¦ Turkistan ¦ Ukudu ¦ R&N | T14211-7318-02-ME-B06-001 ¦ T14211-7318-02-ME-B06-002 ¦ T14211-7318-02-ME-B06-003 ¦ T14211-7318-02-ME-B06-004 ¦ T14211-7318-02-ME-B06-005 ¦ T14211-7318-02-ME-B06-006 ¦ T16182-XG02-P0LB-122022 ¦ T16182-XG02-P0LB-122023 ¦ T16182-XG02-P0SGC-138101 ¦ GRT-XG02-P1H-300020 ¦ T14211-7318-02-ME-B16-101 ¦ T14211-7318-02-ME-B16-201 ¦ CCP-W-B114-02-ME-B06-0011 ¦ CCP-W-B114-02-ME-B06-0001 ¦ CCP-W-B114-02-ME-B06-0003 ¦ CCP-W-B114-02-ME-B06-0004 ¦ CCP-W-B114-02-ME-B06-0005 ¦ CCP-W-B114-02-ME-B06-0006 ¦ CCP-W-B114-02-ME-B06-0007 ¦ CCP-W-B114-02-ME-B06-0008 ¦ CCP-W-B114-02-ME-B06-0009 ¦ CCP-W-B114-02-ME-B06-0010 ¦ CCP-W-B114-02-ME-B06-1001 ¦ SAU4005-G011-HAB-&MFB-04812 ¦ SAU4005-G011-H__-&MFB-04845 ¦ SAU4005-G011-HNY-&MFB-04983 ¦ SAU4005-G011-HHA-&MFB-05006 ¦ SAU4005-G011-HNE-&EFB-05107 | [HRSG]_P&I DIAGRAM ¦ HRSG_P&I Diagram of HRSG - Exhaust Gas System ¦ HRSG_P&I Diagram of HRSG - High Pressure Evaporator Superheater System ¦ HRSG_P&I Diagram of HRSG - High Pressure Economizer System ¦ HRSG_P&I Diagram of HRSG - Utility ¦ HRSG_P&I Diagram of HRSG - Blowdown System ¦ HRSG_P&I Diagram of HRSG - Condensate Preheater System ¦ HRSG_P&I DIAGRAM ¦ P&I DIAGRAM FOR HRSG SCR ¦ HRSG - P&I DIAGRAM ¦ HRSG - P&I DIAGRAM FOR HRSG DUCT BURNER SYSTEM ¦ P&ID OF WATER SPRAY SYSTEM FOR BURNER FOR HRSG ¦ [DCR] Change HRSG P&ID(GRT-XG02-P1H-300020) ¦ HRSG_P&ID for Diverter & Guillotine Damper ¦ HRSG_P&I Diagram for Duct Burner System ¦ HRSG_P&ID - Blowdown System ¦ HRSG_P&ID - Symbology ¦ HRSG_P&ID - Exhaust Gas System ¦ HRSG_P&ID - HP SH System ¦ HRSG_P&ID - HP EVA System ¦ HRSG_P&ID - HP ECO System ¦ HRSG_P&ID - LP SH System ¦ HRSG_P&ID - LP EVA System ¦ HRSG_P&ID - Feedwater HTR System ¦ HRSG_P&ID - Utility System ¦ HRSG_Diverter Damper - P&ID ¦ HRSG(V) - P&I Diagram ¦ HRSG(V) - P&ID for Diverter & Guillotine Damper ¦ HRSG(V) - P&ID for SCR ¦ HRSG(V) - P&ID for Duct Burner ¦ HRSG(V) - CEMS P&ID | Consolidated overlapping HRSG package P&ID sets (including symbology/utility) evidenced across projects; kept as one package-level P&ID deliverable.
325 | HRSG Vendor Document List | HRSG | Piping | Piping & Instrumentation Drawing | Plant General System | General | SCR | HRSG SCR P & ID | Vendor | Source-Grounded | Approved Source-Grounded | 4570 ¦ 4575 | Fadhili ¦ Grati ¦ Karabatan ¦ Turkistan ¦ Ukudu ¦ R&N | T14211-7318-02-ME-B06-001 ¦ T14211-7318-02-ME-B06-002 ¦ T14211-7318-02-ME-B06-003 ¦ T14211-7318-02-ME-B06-004 ¦ T14211-7318-02-ME-B06-005 ¦ T14211-7318-02-ME-B06-006 ¦ T16182-XG02-P0LB-122022 ¦ T16182-XG02-P0LB-122023 ¦ T16182-XG02-P0SGC-138101 ¦ GRT-XG02-P1H-300020 ¦ T14211-7318-02-ME-B16-101 ¦ T14211-7318-02-ME-B16-201 ¦ CCP-W-B114-02-ME-B06-0011 ¦ CCP-W-B114-02-ME-B06-0001 ¦ CCP-W-B114-02-ME-B06-0003 ¦ CCP-W-B114-02-ME-B06-0004 ¦ CCP-W-B114-02-ME-B06-0005 ¦ CCP-W-B114-02-ME-B06-0006 ¦ CCP-W-B114-02-ME-B06-0007 ¦ CCP-W-B114-02-ME-B06-0008 ¦ CCP-W-B114-02-ME-B06-0009 ¦ CCP-W-B114-02-ME-B06-0010 ¦ CCP-W-B114-02-ME-B06-1001 ¦ SAU4005-G011-HAB-&MFB-04812 ¦ SAU4005-G011-H__-&MFB-04845 ¦ SAU4005-G011-HNY-&MFB-04983 ¦ SAU4005-G011-HHA-&MFB-05006 ¦ SAU4005-G011-HNE-&EFB-05107 | [HRSG]_P&I DIAGRAM ¦ HRSG_P&I Diagram of HRSG - Exhaust Gas System ¦ HRSG_P&I Diagram of HRSG - High Pressure Evaporator Superheater System ¦ HRSG_P&I Diagram of HRSG - High Pressure Economizer System ¦ HRSG_P&I Diagram of HRSG - Utility ¦ HRSG_P&I Diagram of HRSG - Blowdown System ¦ HRSG_P&I Diagram of HRSG - Condensate Preheater System ¦ HRSG_P&I DIAGRAM ¦ P&I DIAGRAM FOR HRSG SCR ¦ HRSG - P&I DIAGRAM ¦ HRSG - P&I DIAGRAM FOR HRSG DUCT BURNER SYSTEM ¦ P&ID OF WATER SPRAY SYSTEM FOR BURNER FOR HRSG ¦ [DCR] Change HRSG P&ID(GRT-XG02-P1H-300020) ¦ HRSG_P&ID for Diverter & Guillotine Damper ¦ HRSG_P&I Diagram for Duct Burner System ¦ HRSG_P&ID - Blowdown System ¦ HRSG_P&ID - Symbology ¦ HRSG_P&ID - Exhaust Gas System ¦ HRSG_P&ID - HP SH System ¦ HRSG_P&ID - HP EVA System ¦ HRSG_P&ID - HP ECO System ¦ HRSG_P&ID - LP SH System ¦ HRSG_P&ID - LP EVA System ¦ HRSG_P&ID - Feedwater HTR System ¦ HRSG_P&ID - Utility System ¦ HRSG_Diverter Damper - P&ID ¦ HRSG(V) - P&I Diagram ¦ HRSG(V) - P&ID for Diverter & Guillotine Damper ¦ HRSG(V) - P&ID for SCR ¦ HRSG(V) - P&ID for Duct Burner ¦ HRSG(V) - CEMS P&ID | Merged SCR P&ID evidence across projects into one standardized deliverable.
326 | HRSG Vendor Document List | HRSG | Piping | Technical Data Sheet | Plant General System | General | SCR Functional Valves | HRSG SCR Functional Valve List and Data Sheets | Vendor | Source-Grounded | Approved Source-Grounded | 4596 | Ukudu |  | FUNCTIONAL VALVE LIST AND DATA SHEET FOR HRSG SCR | Kept combined conventional phrase 'Valve List and Data Sheet' as one deliverable as written in source title.
327 | HRSG Vendor Document List | HRSG | Piping | Piping & Instrumentation Drawing | Steam System(High Pressure) | HRSG | Blowdown System | HRSG Blowdown System P & ID | Vendor | Source-Grounded | Approved Source-Grounded | 4570 | Fadhili ¦ Grati ¦ Karabatan ¦ Turkistan ¦ Ukudu | T14211-7318-02-ME-B06-001 ¦ T14211-7318-02-ME-B06-002 ¦ T14211-7318-02-ME-B06-003 ¦ T14211-7318-02-ME-B06-004 ¦ T14211-7318-02-ME-B06-005 ¦ T14211-7318-02-ME-B06-006 ¦ T16182-XG02-P0LB-122022 ¦ T16182-XG02-P0LB-122023 ¦ T16182-XG02-P0SGC-138101 ¦ GRT-XG02-P1H-300020 ¦ T14211-7318-02-ME-B16-101 ¦ T14211-7318-02-ME-B16-201 ¦ CCP-W-B114-02-ME-B06-0011 ¦ CCP-W-B114-02-ME-B06-0001 ¦ CCP-W-B114-02-ME-B06-0003 ¦ CCP-W-B114-02-ME-B06-0004 ¦ CCP-W-B114-02-ME-B06-0005 ¦ CCP-W-B114-02-ME-B06-0006 ¦ CCP-W-B114-02-ME-B06-0007 ¦ CCP-W-B114-02-ME-B06-0008 ¦ CCP-W-B114-02-ME-B06-0009 ¦ CCP-W-B114-02-ME-B06-0010 ¦ CCP-W-B114-02-ME-B06-1001 | [HRSG]_P&I DIAGRAM ¦ HRSG_P&I Diagram of HRSG - Exhaust Gas System ¦ HRSG_P&I Diagram of HRSG - High Pressure Evaporator Superheater System ¦ HRSG_P&I Diagram of HRSG - High Pressure Economizer System ¦ HRSG_P&I Diagram of HRSG - Utility ¦ HRSG_P&I Diagram of HRSG - Blowdown System ¦ HRSG_P&I Diagram of HRSG - Condensate Preheater System ¦ HRSG_P&I DIAGRAM ¦ P&I DIAGRAM FOR HRSG SCR ¦ HRSG - P&I DIAGRAM ¦ HRSG - P&I DIAGRAM FOR HRSG DUCT BURNER SYSTEM ¦ P&ID OF WATER SPRAY SYSTEM FOR BURNER FOR HRSG ¦ [DCR] Change HRSG P&ID(GRT-XG02-P1H-300020) ¦ HRSG_P&ID for Diverter & Guillotine Damper ¦ HRSG_P&I Diagram for Duct Burner System ¦ HRSG_P&ID - Blowdown System ¦ HRSG_P&ID - Symbology ¦ HRSG_P&ID - Exhaust Gas System ¦ HRSG_P&ID - HP SH System ¦ HRSG_P&ID - HP EVA System ¦ HRSG_P&ID - HP ECO System ¦ HRSG_P&ID - LP SH System ¦ HRSG_P&ID - LP EVA System ¦ HRSG_P&ID - Feedwater HTR System ¦ HRSG_P&ID - Utility System ¦ HRSG_Diverter Damper - P&ID | Kept blowdown P&ID as separate subset because it is explicitly identified in source titles.
328 | HRSG Vendor Document List | HRSG | Piping | Piping & Instrumentation Drawing | Steam System(High Pressure) | HRSG | Diverter & Guillotine Damper | HRSG Diverter & Guillotine Damper P & ID | Vendor | Source-Grounded | Approved Source-Grounded | 4570 ¦ 4575 | Fadhili ¦ Grati ¦ Karabatan ¦ Turkistan ¦ Ukudu ¦ R&N | T14211-7318-02-ME-B06-001 ¦ T14211-7318-02-ME-B06-002 ¦ T14211-7318-02-ME-B06-003 ¦ T14211-7318-02-ME-B06-004 ¦ T14211-7318-02-ME-B06-005 ¦ T14211-7318-02-ME-B06-006 ¦ T16182-XG02-P0LB-122022 ¦ T16182-XG02-P0LB-122023 ¦ T16182-XG02-P0SGC-138101 ¦ GRT-XG02-P1H-300020 ¦ T14211-7318-02-ME-B16-101 ¦ T14211-7318-02-ME-B16-201 ¦ CCP-W-B114-02-ME-B06-0011 ¦ CCP-W-B114-02-ME-B06-0001 ¦ CCP-W-B114-02-ME-B06-0003 ¦ CCP-W-B114-02-ME-B06-0004 ¦ CCP-W-B114-02-ME-B06-0005 ¦ CCP-W-B114-02-ME-B06-0006 ¦ CCP-W-B114-02-ME-B06-0007 ¦ CCP-W-B114-02-ME-B06-0008 ¦ CCP-W-B114-02-ME-B06-0009 ¦ CCP-W-B114-02-ME-B06-0010 ¦ CCP-W-B114-02-ME-B06-1001 ¦ SAU4005-G011-HAB-&MFB-04812 ¦ SAU4005-G011-H__-&MFB-04845 ¦ SAU4005-G011-HNY-&MFB-04983 ¦ SAU4005-G011-HHA-&MFB-05006 ¦ SAU4005-G011-HNE-&EFB-05107 | [HRSG]_P&I DIAGRAM ¦ HRSG_P&I Diagram of HRSG - Exhaust Gas System ¦ HRSG_P&I Diagram of HRSG - High Pressure Evaporator Superheater System ¦ HRSG_P&I Diagram of HRSG - High Pressure Economizer System ¦ HRSG_P&I Diagram of HRSG - Utility ¦ HRSG_P&I Diagram of HRSG - Blowdown System ¦ HRSG_P&I Diagram of HRSG - Condensate Preheater System ¦ HRSG_P&I DIAGRAM ¦ P&I DIAGRAM FOR HRSG SCR ¦ HRSG - P&I DIAGRAM ¦ HRSG - P&I DIAGRAM FOR HRSG DUCT BURNER SYSTEM ¦ P&ID OF WATER SPRAY SYSTEM FOR BURNER FOR HRSG ¦ [DCR] Change HRSG P&ID(GRT-XG02-P1H-300020) ¦ HRSG_P&ID for Diverter & Guillotine Damper ¦ HRSG_P&I Diagram for Duct Burner System ¦ HRSG_P&ID - Blowdown System ¦ HRSG_P&ID - Symbology ¦ HRSG_P&ID - Exhaust Gas System ¦ HRSG_P&ID - HP SH System ¦ HRSG_P&ID - HP EVA System ¦ HRSG_P&ID - HP ECO System ¦ HRSG_P&ID - LP SH System ¦ HRSG_P&ID - LP EVA System ¦ HRSG_P&ID - Feedwater HTR System ¦ HRSG_P&ID - Utility System ¦ HRSG_Diverter Damper - P&ID ¦ HRSG(V) - P&I Diagram ¦ HRSG(V) - P&ID for Diverter & Guillotine Damper ¦ HRSG(V) - P&ID for SCR ¦ HRSG(V) - P&ID for Duct Burner ¦ HRSG(V) - CEMS P&ID | Merged diverter/guillotine damper P&ID evidence across projects into one standardized deliverable.
329 | HRSG Vendor Document List | HRSG | Piping | Piping & Instrumentation Drawing | Steam System(High Pressure) | HRSG | High Pressure Economizer System | HRSG HP Economizer System P & ID | Vendor | Source-Grounded | Approved Source-Grounded | 4570 | Fadhili ¦ Grati ¦ Karabatan ¦ Turkistan ¦ Ukudu | T14211-7318-02-ME-B06-001 ¦ T14211-7318-02-ME-B06-002 ¦ T14211-7318-02-ME-B06-003 ¦ T14211-7318-02-ME-B06-004 ¦ T14211-7318-02-ME-B06-005 ¦ T14211-7318-02-ME-B06-006 ¦ T16182-XG02-P0LB-122022 ¦ T16182-XG02-P0LB-122023 ¦ T16182-XG02-P0SGC-138101 ¦ GRT-XG02-P1H-300020 ¦ T14211-7318-02-ME-B16-101 ¦ T14211-7318-02-ME-B16-201 ¦ CCP-W-B114-02-ME-B06-0011 ¦ CCP-W-B114-02-ME-B06-0001 ¦ CCP-W-B114-02-ME-B06-0003 ¦ CCP-W-B114-02-ME-B06-0004 ¦ CCP-W-B114-02-ME-B06-0005 ¦ CCP-W-B114-02-ME-B06-0006 ¦ CCP-W-B114-02-ME-B06-0007 ¦ CCP-W-B114-02-ME-B06-0008 ¦ CCP-W-B114-02-ME-B06-0009 ¦ CCP-W-B114-02-ME-B06-0010 ¦ CCP-W-B114-02-ME-B06-1001 | [HRSG]_P&I DIAGRAM ¦ HRSG_P&I Diagram of HRSG - Exhaust Gas System ¦ HRSG_P&I Diagram of HRSG - High Pressure Evaporator Superheater System ¦ HRSG_P&I Diagram of HRSG - High Pressure Economizer System ¦ HRSG_P&I Diagram of HRSG - Utility ¦ HRSG_P&I Diagram of HRSG - Blowdown System ¦ HRSG_P&I Diagram of HRSG - Condensate Preheater System ¦ HRSG_P&I DIAGRAM ¦ P&I DIAGRAM FOR HRSG SCR ¦ HRSG - P&I DIAGRAM ¦ HRSG - P&I DIAGRAM FOR HRSG DUCT BURNER SYSTEM ¦ P&ID OF WATER SPRAY SYSTEM FOR BURNER FOR HRSG ¦ [DCR] Change HRSG P&ID(GRT-XG02-P1H-300020) ¦ HRSG_P&ID for Diverter & Guillotine Damper ¦ HRSG_P&I Diagram for Duct Burner System ¦ HRSG_P&ID - Blowdown System ¦ HRSG_P&ID - Symbology ¦ HRSG_P&ID - Exhaust Gas System ¦ HRSG_P&ID - HP SH System ¦ HRSG_P&ID - HP EVA System ¦ HRSG_P&ID - HP ECO System ¦ HRSG_P&ID - LP SH System ¦ HRSG_P&ID - LP EVA System ¦ HRSG_P&ID - Feedwater HTR System ¦ HRSG_P&ID - Utility System ¦ HRSG_Diverter Damper - P&ID | Split HP ECO P&ID as its own deliverable subset based on explicit source titles.
330 | HRSG Vendor Document List | HRSG | Piping | Piping & Instrumentation Drawing | Steam System(High Pressure) | HRSG | High Pressure Evaporator / Superheater System | HRSG HP Evaporator / Superheater System P & ID | Vendor | Source-Grounded | Approved Source-Grounded | 4570 | Fadhili ¦ Grati ¦ Karabatan ¦ Turkistan ¦ Ukudu | T14211-7318-02-ME-B06-001 ¦ T14211-7318-02-ME-B06-002 ¦ T14211-7318-02-ME-B06-003 ¦ T14211-7318-02-ME-B06-004 ¦ T14211-7318-02-ME-B06-005 ¦ T14211-7318-02-ME-B06-006 ¦ T16182-XG02-P0LB-122022 ¦ T16182-XG02-P0LB-122023 ¦ T16182-XG02-P0SGC-138101 ¦ GRT-XG02-P1H-300020 ¦ T14211-7318-02-ME-B16-101 ¦ T14211-7318-02-ME-B16-201 ¦ CCP-W-B114-02-ME-B06-0011 ¦ CCP-W-B114-02-ME-B06-0001 ¦ CCP-W-B114-02-ME-B06-0003 ¦ CCP-W-B114-02-ME-B06-0004 ¦ CCP-W-B114-02-ME-B06-0005 ¦ CCP-W-B114-02-ME-B06-0006 ¦ CCP-W-B114-02-ME-B06-0007 ¦ CCP-W-B114-02-ME-B06-0008 ¦ CCP-W-B114-02-ME-B06-0009 ¦ CCP-W-B114-02-ME-B06-0010 ¦ CCP-W-B114-02-ME-B06-1001 | [HRSG]_P&I DIAGRAM ¦ HRSG_P&I Diagram of HRSG - Exhaust Gas System ¦ HRSG_P&I Diagram of HRSG - High Pressure Evaporator Superheater System ¦ HRSG_P&I Diagram of HRSG - High Pressure Economizer System ¦ HRSG_P&I Diagram of HRSG - Utility ¦ HRSG_P&I Diagram of HRSG - Blowdown System ¦ HRSG_P&I Diagram of HRSG - Condensate Preheater System ¦ HRSG_P&I DIAGRAM ¦ P&I DIAGRAM FOR HRSG SCR ¦ HRSG - P&I DIAGRAM ¦ HRSG - P&I DIAGRAM FOR HRSG DUCT BURNER SYSTEM ¦ P&ID OF WATER SPRAY SYSTEM FOR BURNER FOR HRSG ¦ [DCR] Change HRSG P&ID(GRT-XG02-P1H-300020) ¦ HRSG_P&ID for Diverter & Guillotine Damper ¦ HRSG_P&I Diagram for Duct Burner System ¦ HRSG_P&ID - Blowdown System ¦ HRSG_P&ID - Symbology ¦ HRSG_P&ID - Exhaust Gas System ¦ HRSG_P&ID - HP SH System ¦ HRSG_P&ID - HP EVA System ¦ HRSG_P&ID - HP ECO System ¦ HRSG_P&ID - LP SH System ¦ HRSG_P&ID - LP EVA System ¦ HRSG_P&ID - Feedwater HTR System ¦ HRSG_P&ID - Utility System ¦ HRSG_Diverter Damper - P&ID | Grouped HP evaporator and superheater system P&ID subset as evidenced in source titles.
331 | HRSG Vendor Document List | HRSG | Piping | Data Sheet | Steam System(High Pressure) | Instrument Rack | Desuperheater | Desuperheater Data Sheet | Vendor | Source-Grounded | Approved Source-Grounded | 5575 ¦ 6621 | R&N ¦ Fadhili ¦ Grati ¦ Karabatan ¦ Turkistan ¦ Ukudu | SAU4005-G011-HYA-&ELB-04932 ¦ SAU4005-G011-HYA-&EEC-04944 ¦ SAU4005-G011-HYA-&EDA-04896 ¦ SAU4005-G011-HYA-&EFC-04926 ¦ SAU4005-G011-HNY-&MDA-04963 ¦ SAU4005-G011-HNY-&MDA-04984 ¦ SAU4005-G011-HNE-&EDA-04993 ¦ SAU4005-G011-HHA-&MDA-05005 ¦ SAU4005-G011-HHA-&MLU-05020 ¦ SAU4005-G011-HAA-&MLU-04826 ¦ SAU4005-G011-HAX-&MDA-04837 ¦ SAU4005-G011-LCQ-&MDA-04838 ¦ SAU4005-G011-LBF-&MDA-04839 ¦ SAU4005-G011-HNE-&MDA-04840 ¦ SAU4005-G011-HAA-&MLU-04842 ¦ SAU4005-G011-HAY-&MDA-04844 ¦ SAU4005-G011-H__-&MDB-04850 ¦ SAU4005-G011-H__-&MDB-04851 ¦ SAU4005-G011-SMH-&MDA-04853 ¦ SAU4005-G011-LCP-&MDA-04854 ¦ SAU4005-G011-H__-&MTB-04856 ¦ SAU4005-G011-HYA-&EDA-04895 ¦ SAU4005-G011-HYA-&EDA-04898 ¦ SAU4005-G011-HYA-&EDA-04903 ¦ SAU4005-G011-HNE-&EDA-04929 ¦ SAU4005-G011-HYA-&EEC-04942 ¦ SAU4005-G011-HNY-&MDA-04964 ¦ SAU4005-G011-HNY-&MLU-04968 ¦ SAU4005-G011-HNY-&MLU-04970 ¦ SAU4005-G011-HNY-&MDA-04978 ¦ SAU4005-G011-HNY-&MDA-04985 ¦ SAU4005-G011-HNY-&MDA-04992 ¦ SAU4005-G011-HHA-&MDA-05021 ¦ SAU4005-G011-HHA-&MDA-05031 ¦ SAU4005-G011-HHA-&MDA-05032 ¦ SAU4005-G011-HHA-&MDA-05033 ¦ SAU4005-G011-HHA-&MDA-05034 ¦ SAU4005-G011-HNY-&MLU-05129 ¦ SAU4005-G011-HNY-&MLU-05133 ¦ SAU4005-G011-HNY-&MDA-05147 ¦ SAU4005-G011-HA_-&MPA-04880 ¦ SAU4005-G011-HNY-&MLU-05131 ¦ T16182-YT02-P0LB-122094 ¦ T16182-YT01-P0LB-122095 ¦ T14211-7318-02-ME-H21-101 ¦ T14211-7318-02-ME-H21-102 ¦ T14211-7318-02-ME-E14-001 ¦ T14211-7318-02-ME-B16-211 ¦ T14211-7318-02-ME-B16-213 ¦ T16182-YD00-P0LB-122006 ¦ T16182-CN00-P0LB-122040 ¦ T16182-YD00-P0LB-122049 ¦ T16182-YD00-P0LB-122050 ¦ T16182-YT01-P0LB-122051 ¦ T16182-YD00-P0LB-122052 ¦ T16182-YD00-P0LB-122054 ¦ T16182-YD00-P0LB-122056 ¦ T16182-VN02-P0LB-122089 ¦ T16182-VN02-P0LB-122090 ¦ T16182-YS00-P0LB-122091 ¦ T16182-YT01-P0LB-122093 ¦ T16182-YT01-P0LB-122096 ¦ T16182-YT01-P0LB-122097 ¦ T16182-YT01-P0LB-122098 ¦ T16182-UE00-P0LB-122111 ¦ GRT-YD00-P1H-300035 ¦ GRT-YD00-P1H-300037 ¦ GRT-YD00-P1H-300039 ¦ GRT-YD00-P1H-300040 ¦ GRT-YT01-P1H-300059 ¦ GRT-YT01-P1H-300060 ¦ GRT-YT01-P1H-300061 ¦ GRT-YT01-P1H-300063 ¦ GRT-YT02-P1H-300065 ¦ GRT-YT01-P1H-300069 ¦ T14211-7318-02-ME-P05-101 ¦ T14211-7318-02-ME-P05-102 ¦ T14211-7318-02-ME-P05-103 ¦ T14211-7318-02-ME-H21-103 ¦ T14211-7318-02-ME-H21-104 ¦ T14211-7318-02-ME-H21-105 ¦ T14211-7318-02-ME-H21-106 ¦ T14211-7318-02-ME-B16-011 ¦ T14211-7318-02-ME-B16-021 ¦ T14211-7318-02-ME-B16-041 ¦ T14211-7318-02-ME-B16-071 ¦ T14211-7318-02-ME-B16-107 ¦ T14211-7318-02-ME-B16-108 ¦ T14211-7318-02-ME-B16-208 ¦ T14211-7318-02-ME-B16-209 ¦ T14211-7318-02-ME-B16-210 ¦ T14211-7318-02-ME-B16-237 ¦ T14211-7318-02-ME-B05-106 ¦ T14211-7318-02-ME-B05-108 ¦ T14211-7318-02-ME-H05-001 ¦ CCP-W-B114-02-ME-B05-0023 ¦ CCP-W-B114-02-ME-H21-0081 ¦ CCP-W-B114-02-ME-B05-0015 ¦ CCP-W-B114-02-ME-B05-0021 ¦ CCP-W-B114-02-ME-B05-0022 ¦ CCP-W-B114-02-ME-B16-0028 ¦ CCP-W-B114-02-ME-B16-0030 ¦ CCP-W-B114-02-ME-B16-0032 ¦ CCP-W-B114-02-ME-B05-0034 ¦ CCP-W-B114-02-ME-B16-0035 ¦ T16182-YK00-P0LB-122073 ¦ GRT-YK09-P1H-300049 ¦ T14211-7318-02-ME-P99-001 | HRSG(V) - Nozzle Orientation and Cable Route Drawing for CEMS ¦ HRSG(V) - Lighting and Small Power Distribution Panel Drawings ¦ HRSG(V) - Control Valve Data Sheet/Drawings ¦ HRSG(V) - PLC HMI Drawing for Diverter Damper ¦ HRSG(V) - Control Valve Data Sheet & Drawings for SCR ¦ HRSG(V) - Junction Box Drawing for SCR ¦ HRSG(V) - SPEC. & Drawing of Analyzer for SCR ¦ HRSG(V) - Control Valve Data Sheet & Drawings for Duct Burner ¦ HRSG(V) - Junction Box Drawing for Duct Burner ¦ HRSG(V) - Typical Drawing for Drum Insulation ¦ HRSG(V) - Desuperheater Data Sheet & Drawings ¦ HRSG(V) - Spec. & Drawing for Blowdown Tank Pump ¦ HRSG(V) - Spec. & Drawing for Safety & Relief Valve ¦ HRSG(V) - Spec. & Drawing for Stack Damper ¦ HRSG(V) - Spec. & Drawing for Deaerator ¦ HRSG(V) - Spec. & Drawing for Boiler Stress Evaluator System ¦ HRSG(V) - HPU Specification & Drawing for Diverter & Guillotine Damper ¦ HRSG(V) - Hoist Specification & Drawing for Diverter & Guillotine Damper ¦ HRSG(V) - Spec. & Drawing for Hoist ¦ HRSG(V) - Spec. & Drawing for Recirculation Pump ¦ HRSG(V) - Name Plate Drawing ¦ HRSG(V) - MOV Data Sheet/Drawings ¦ HRSG(V) - Drum Level Gauge Datasheet/Drawings ¦ HRSG(V) - Remote Drum Level Indicator Datasheet/Drawings ¦ HRSG(V) - SPEC. & Drawing for CEMS ¦ HRSG(V) - Power Distribution Panel Drawings ¦ HRSG(V) - Catalyst Data Sheet & Drawings for SCR ¦ HRSG(V) - Dilution Tank Drawing for SCR ¦ HRSG(V) - Ammonia Distribution Header Drawing ¦ HRSG(V) - SPECIAL ITEM LIST AND DRAWING FOR SCR ¦ HRSG(V) - Local Panel Drawing for SCR ¦ HRSG(V) - Valve Drawing for SCR ¦ HRSG(V) - Local Panel / Control Panel Drawing for Duct Burner ¦ HRSG(V) - Valve Drawing for Duct Burner ¦ HRSG(V) - SPEC. & Drawing of Flame Scanner for Duct Burner ¦ HRSG(V) - SPEC. & Drawing of Ignition Burner for Duct Burner ¦ HRSG(V) - Hazardous Area Classification Specification & Drawing for Duct Burner ¦ HRSG(V) - Measurement Socket Drawing for SCR ¦ HRSG(V) - Equipment Insulation Drawing for SCR ¦ HRSG(V) – Hot Gas Circulation Fan VFD Drawing for SCR ¦ HRSG(V) - Specialty List and Drawing for HRSG Piping ¦ HRSG(V) - Piping Insulation Drawing for SCR ¦ HRSG - LOCAL INSTRUMENT DATASHEET & DRAWINGS ¦ HRSG - TRANSMITTER DATASHEET & DRAWINGS ¦ [DCR] Change HRSG Control valve drawings ¦ HRSG_Local Instrument Data Sheet/Drawings ¦ HRSG_Transmitter Data Sheet/Drawings ¦ HRSG_Power Distribution Panel and Junction Box Drawings ¦ HRSG_Instrument Air Header Drawing for Duct Burner System ¦ HRSG_I & C Architecture Drawing for Duct Burner System ¦ HRSG_SPEC. & DRAWING FOR VOC ANALYZER ¦ HRSG_CONTROL VALVE DATA SHEET & DRAWINGS ¦ HRSG_ TRANSMITTER DATA SHEET & DRAWINGS &CATALOG ¦ HRSG_JUNCTION BOX & INSTRUMENT RACK DRAWING ¦ HRSG - SPEC. & DRAWING FOR HOIST ¦ HRSG - HAZARDOUS AREA CLASSIFICATION SPECIFICATION & DRAWING FOR DUCT BURNER SYSTEM ¦ HRSG - SPEC. & DRAWING FOR STEAM DRUM ¦ HRSG - SPEC. & DRAWING FOR BLOWDOWN PUMP ¦ HRSG - SPEC. & DRAWING FOR SAFETY & RELIEF VALVE ¦ HRSG - SPEC. & DRAWING FOR STACK DAMPER ¦ HRSG - SPEC. & DRAWING FOR DEAERATOR & STORAGE TANK ¦ HRSG - POWER DISTRIBUTION PANEL DRAWINGS ¦ HRSG - MOV DATASHEET & DRAWINGS ¦ HRSG - CV DATASHEET & DRAWINGS ¦ HRSG - DESH. DATASHEET & DRAWINGS ¦ HRSG - CEMS DATASHEET & DRAWINGS ¦ HRSG - DRUM LEVEL GAUGE DATASHEET & DRAWINGS ¦ HRSG - FLOW ELEMENT DATASHEET & DRAWINGS ¦ HRSG - REMOTE DRUM LEVEL INDICATOR DATASHEET & DRAWINGS ¦ HRSG – PERPENDICULAR BAFFLE AND TIE PLATE ASSY DRAWINGS ¦ [HRSG]_SPEC. & DRAWING FOR STEAM DRUM ¦ [HRSG]_POWER DISTRIBUTION PANEL DRAWINGS ¦ [HRSG]_SPEC. & DRAWING FOR SAFETY & RELIEF VALVE ¦ [HRSG]_SPEC. & DRAWING FOR STACK DAMPER ¦ [HRSG]_MOV DATASHEET & DRAWINGS ¦ [HRSG]_CV DATASHEET & DRAWINGS ¦ [HRSG]_DESH. DATASHEET & DRAWINGS ¦ [HRSG]_CEMS DATASHEET & DRAWINGS ¦ [HRSG]_REMOTE DRUM LEVEL INDICATOR DATASHEET & DRAWINGS ¦ [HRSG]_ SPEC. & DRAWING FOR PREHEATER RECIRCULATION PUMP ¦ HRSG_MOV Data Sheet/Drawings ¦ HRSG_CV Data Sheet/Drawings ¦ HRSG_Desh. Data Sheet/Drawings ¦ HRSG_Drum Level Gauge Data Sheet/Drawings ¦ HRSG_Flow Element Data Sheet/Drawings ¦ HRSG_Remote Drum Level Indicator Datasheet/Drawings ¦ HRSG_CEMS Data Sheet/Drawings ¦ HRSG_SPEC. & DRAWING FOR SAFETY & RELIEF VALVE ¦ HRSG_SPEC. & DRAWING FOR STACK DAMPER ¦ HRSG_SPEC. & DRAWING FOR DEAERATOR, STORAGE TANK ¦ HRSG_SPEC. & DRAWING FOR CPH RECIRCULATION PUMP ¦ HRSG_Electric Actuator Specification & Drawing for Diverter & Guillotine Damper ¦ HRSG_Hoist Specification & Drawing for Diverter & Guillotine Damper ¦ HRSG_Fuel Gas Header Drawing for Duct Burner System ¦ HRSG_Ignition Gas Header Drawing for Duct Burner System ¦ HRSG_Cooling Air Header Drawing for Duct Burner System ¦ HRSG_Hazardous Area Classification Specification & Drawing for Duct Burner System ¦ HRSG_Manhole Cover for H.P Steam Drum ¦ HRSG_TYPICAL DRAWING FOR DRUM INSULATION ¦ HRSG_Power Distribution Panel Drawings ¦ HRSG_LP Drum Drawings ¦ HRSG_Spec. & Drawing of CEMS ¦ HRSG_HP Drum Drawings ¦ HRSG_Continuous Blowdown Tank Drawings ¦ HRSG_Atmospheric Blowdown Tank Drawings ¦ HRSG_Spec. & Drawing of Drain Pump ¦ HRSG_Spec. & Drawing of Exhaust Stack Damper ¦ HRSG_Spec. & Drawing of Deaerator ¦ HRSG_Spec. & Drawing of Hoist ¦ HRSG_Spec. & Drawing of Recirculation Pump ¦ HRSG_SPEC. & DRAWING FOR DESUPERHEATER ¦ HRSG_SPEC. & DRAWING FOR BLOW DOWN TANK ¦ HRSG_SPEC. & DRAWING FOR DEAERATOR ¦ HRSG_SPEC. & DRAWING FOR HOIST ¦ HRSG_SPEC. & DRAWING FOR RECIRCULATION PUMP ¦ HRSG_SPEC. & DRAWING FOR DIVERTER DAMPER ¦ HRSG_SPEC. & DRAWING FOR SCR ¦ AIG ARRAGEMENT DRAWING FOR HRSG SCR ¦ AMMONIA DISTRIBUTION HEADER DRAWING FOR HRSG SCR ¦ CATALYST DATA SHEET & DRAWING FOR HRSG SCR ¦ CATALYST BLOCK DRAWING FOR HRSG SCR ¦ EYE SHOWER DRAWING FOR HRSG SCR ¦ HRSG_SPEC. & DRAWING FOR CEMS ¦ HRSG_SPECIALTY DATA SHEET & DRAWING ¦ HRSG_MOV DATA SHEET & DRAWINGS ¦ HRSG LEVEL GAUGE DATA SHEET & DRAWINGS & CATALOG ¦ HRSG_REMOTE DRUM LEVEL INDICATOR DATASHEET/DRAWINGS CATALOG ¦ HRSG_ LOCAL GAUGE AND TEMPERATURE ELEMENT DATA SHEET&DRAWINGS &CATALOG ¦ HRSG_ LEVEL SWITCH DATA SHEET & DRAWINGS &CATALOG ¦ HRSG_ FLOW ELEMENT DATA SHEET & DRAWINGS &CATALOG ¦ HRSG_POWER DISTRIBUTION PANEL DRAWINGS ¦ HRSG_NAME PLATE DRAWING ¦ HRSG - SPECIALTY DRAWING FOR EXTERNAL PIPING ¦ [HRSG]_SPECIALTY DRAWING FOR EXTERNAL PIPING ¦ HRSG_SPECIALTY DRAWING FOR HRSG EXTERNAL PIPING ¦ HRSG_MANUAL VALVE LIST & DRAWINGS | Merged desuperheater datasheet/drawing references (DESH.) into one standardized deliverable. ¦ Composite deliverable split: Data Sheet & Drawings separated by Standard MDL naming rule.
332 | HRSG Vendor Document List | HRSG | Piping | Drawing | Steam System(High Pressure) | Instrument Rack | Desuperheater | Desuperheater Drawing | Vendor | Source-Grounded | Approved Source-Grounded | 5575 ¦ 6621 | R&N ¦ Fadhili ¦ Grati ¦ Karabatan ¦ Turkistan ¦ Ukudu | SAU4005-G011-HYA-&ELB-04932 ¦ SAU4005-G011-HYA-&EEC-04944 ¦ SAU4005-G011-HYA-&EDA-04896 ¦ SAU4005-G011-HYA-&EFC-04926 ¦ SAU4005-G011-HNY-&MDA-04963 ¦ SAU4005-G011-HNY-&MDA-04984 ¦ SAU4005-G011-HNE-&EDA-04993 ¦ SAU4005-G011-HHA-&MDA-05005 ¦ SAU4005-G011-HHA-&MLU-05020 ¦ SAU4005-G011-HAA-&MLU-04826 ¦ SAU4005-G011-HAX-&MDA-04837 ¦ SAU4005-G011-LCQ-&MDA-04838 ¦ SAU4005-G011-LBF-&MDA-04839 ¦ SAU4005-G011-HNE-&MDA-04840 ¦ SAU4005-G011-HAA-&MLU-04842 ¦ SAU4005-G011-HAY-&MDA-04844 ¦ SAU4005-G011-H__-&MDB-04850 ¦ SAU4005-G011-H__-&MDB-04851 ¦ SAU4005-G011-SMH-&MDA-04853 ¦ SAU4005-G011-LCP-&MDA-04854 ¦ SAU4005-G011-H__-&MTB-04856 ¦ SAU4005-G011-HYA-&EDA-04895 ¦ SAU4005-G011-HYA-&EDA-04898 ¦ SAU4005-G011-HYA-&EDA-04903 ¦ SAU4005-G011-HNE-&EDA-04929 ¦ SAU4005-G011-HYA-&EEC-04942 ¦ SAU4005-G011-HNY-&MDA-04964 ¦ SAU4005-G011-HNY-&MLU-04968 ¦ SAU4005-G011-HNY-&MLU-04970 ¦ SAU4005-G011-HNY-&MDA-04978 ¦ SAU4005-G011-HNY-&MDA-04985 ¦ SAU4005-G011-HNY-&MDA-04992 ¦ SAU4005-G011-HHA-&MDA-05021 ¦ SAU4005-G011-HHA-&MDA-05031 ¦ SAU4005-G011-HHA-&MDA-05032 ¦ SAU4005-G011-HHA-&MDA-05033 ¦ SAU4005-G011-HHA-&MDA-05034 ¦ SAU4005-G011-HNY-&MLU-05129 ¦ SAU4005-G011-HNY-&MLU-05133 ¦ SAU4005-G011-HNY-&MDA-05147 ¦ SAU4005-G011-HA_-&MPA-04880 ¦ SAU4005-G011-HNY-&MLU-05131 ¦ T16182-YT02-P0LB-122094 ¦ T16182-YT01-P0LB-122095 ¦ T14211-7318-02-ME-H21-101 ¦ T14211-7318-02-ME-H21-102 ¦ T14211-7318-02-ME-E14-001 ¦ T14211-7318-02-ME-B16-211 ¦ T14211-7318-02-ME-B16-213 ¦ T16182-YD00-P0LB-122006 ¦ T16182-CN00-P0LB-122040 ¦ T16182-YD00-P0LB-122049 ¦ T16182-YD00-P0LB-122050 ¦ T16182-YT01-P0LB-122051 ¦ T16182-YD00-P0LB-122052 ¦ T16182-YD00-P0LB-122054 ¦ T16182-YD00-P0LB-122056 ¦ T16182-VN02-P0LB-122089 ¦ T16182-VN02-P0LB-122090 ¦ T16182-YS00-P0LB-122091 ¦ T16182-YT01-P0LB-122093 ¦ T16182-YT01-P0LB-122096 ¦ T16182-YT01-P0LB-122097 ¦ T16182-YT01-P0LB-122098 ¦ T16182-UE00-P0LB-122111 ¦ GRT-YD00-P1H-300035 ¦ GRT-YD00-P1H-300037 ¦ GRT-YD00-P1H-300039 ¦ GRT-YD00-P1H-300040 ¦ GRT-YT01-P1H-300059 ¦ GRT-YT01-P1H-300060 ¦ GRT-YT01-P1H-300061 ¦ GRT-YT01-P1H-300063 ¦ GRT-YT02-P1H-300065 ¦ GRT-YT01-P1H-300069 ¦ T14211-7318-02-ME-P05-101 ¦ T14211-7318-02-ME-P05-102 ¦ T14211-7318-02-ME-P05-103 ¦ T14211-7318-02-ME-H21-103 ¦ T14211-7318-02-ME-H21-104 ¦ T14211-7318-02-ME-H21-105 ¦ T14211-7318-02-ME-H21-106 ¦ T14211-7318-02-ME-B16-011 ¦ T14211-7318-02-ME-B16-021 ¦ T14211-7318-02-ME-B16-041 ¦ T14211-7318-02-ME-B16-071 ¦ T14211-7318-02-ME-B16-107 ¦ T14211-7318-02-ME-B16-108 ¦ T14211-7318-02-ME-B16-208 ¦ T14211-7318-02-ME-B16-209 ¦ T14211-7318-02-ME-B16-210 ¦ T14211-7318-02-ME-B16-237 ¦ T14211-7318-02-ME-B05-106 ¦ T14211-7318-02-ME-B05-108 ¦ T14211-7318-02-ME-H05-001 ¦ CCP-W-B114-02-ME-B05-0023 ¦ CCP-W-B114-02-ME-H21-0081 ¦ CCP-W-B114-02-ME-B05-0015 ¦ CCP-W-B114-02-ME-B05-0021 ¦ CCP-W-B114-02-ME-B05-0022 ¦ CCP-W-B114-02-ME-B16-0028 ¦ CCP-W-B114-02-ME-B16-0030 ¦ CCP-W-B114-02-ME-B16-0032 ¦ CCP-W-B114-02-ME-B05-0034 ¦ CCP-W-B114-02-ME-B16-0035 ¦ T16182-YK00-P0LB-122073 ¦ GRT-YK09-P1H-300049 ¦ T14211-7318-02-ME-P99-001 | HRSG(V) - Nozzle Orientation and Cable Route Drawing for CEMS ¦ HRSG(V) - Lighting and Small Power Distribution Panel Drawings ¦ HRSG(V) - Control Valve Data Sheet/Drawings ¦ HRSG(V) - PLC HMI Drawing for Diverter Damper ¦ HRSG(V) - Control Valve Data Sheet & Drawings for SCR ¦ HRSG(V) - Junction Box Drawing for SCR ¦ HRSG(V) - SPEC. & Drawing of Analyzer for SCR ¦ HRSG(V) - Control Valve Data Sheet & Drawings for Duct Burner ¦ HRSG(V) - Junction Box Drawing for Duct Burner ¦ HRSG(V) - Typical Drawing for Drum Insulation ¦ HRSG(V) - Desuperheater Data Sheet & Drawings ¦ HRSG(V) - Spec. & Drawing for Blowdown Tank Pump ¦ HRSG(V) - Spec. & Drawing for Safety & Relief Valve ¦ HRSG(V) - Spec. & Drawing for Stack Damper ¦ HRSG(V) - Spec. & Drawing for Deaerator ¦ HRSG(V) - Spec. & Drawing for Boiler Stress Evaluator System ¦ HRSG(V) - HPU Specification & Drawing for Diverter & Guillotine Damper ¦ HRSG(V) - Hoist Specification & Drawing for Diverter & Guillotine Damper ¦ HRSG(V) - Spec. & Drawing for Hoist ¦ HRSG(V) - Spec. & Drawing for Recirculation Pump ¦ HRSG(V) - Name Plate Drawing ¦ HRSG(V) - MOV Data Sheet/Drawings ¦ HRSG(V) - Drum Level Gauge Datasheet/Drawings ¦ HRSG(V) - Remote Drum Level Indicator Datasheet/Drawings ¦ HRSG(V) - SPEC. & Drawing for CEMS ¦ HRSG(V) - Power Distribution Panel Drawings ¦ HRSG(V) - Catalyst Data Sheet & Drawings for SCR ¦ HRSG(V) - Dilution Tank Drawing for SCR ¦ HRSG(V) - Ammonia Distribution Header Drawing ¦ HRSG(V) - SPECIAL ITEM LIST AND DRAWING FOR SCR ¦ HRSG(V) - Local Panel Drawing for SCR ¦ HRSG(V) - Valve Drawing for SCR ¦ HRSG(V) - Local Panel / Control Panel Drawing for Duct Burner ¦ HRSG(V) - Valve Drawing for Duct Burner ¦ HRSG(V) - SPEC. & Drawing of Flame Scanner for Duct Burner ¦ HRSG(V) - SPEC. & Drawing of Ignition Burner for Duct Burner ¦ HRSG(V) - Hazardous Area Classification Specification & Drawing for Duct Burner ¦ HRSG(V) - Measurement Socket Drawing for SCR ¦ HRSG(V) - Equipment Insulation Drawing for SCR ¦ HRSG(V) – Hot Gas Circulation Fan VFD Drawing for SCR ¦ HRSG(V) - Specialty List and Drawing for HRSG Piping ¦ HRSG(V) - Piping Insulation Drawing for SCR ¦ HRSG - LOCAL INSTRUMENT DATASHEET & DRAWINGS ¦ HRSG - TRANSMITTER DATASHEET & DRAWINGS ¦ [DCR] Change HRSG Control valve drawings ¦ HRSG_Local Instrument Data Sheet/Drawings ¦ HRSG_Transmitter Data Sheet/Drawings ¦ HRSG_Power Distribution Panel and Junction Box Drawings ¦ HRSG_Instrument Air Header Drawing for Duct Burner System ¦ HRSG_I & C Architecture Drawing for Duct Burner System ¦ HRSG_SPEC. & DRAWING FOR VOC ANALYZER ¦ HRSG_CONTROL VALVE DATA SHEET & DRAWINGS ¦ HRSG_ TRANSMITTER DATA SHEET & DRAWINGS &CATALOG ¦ HRSG_JUNCTION BOX & INSTRUMENT RACK DRAWING ¦ HRSG - SPEC. & DRAWING FOR HOIST ¦ HRSG - HAZARDOUS AREA CLASSIFICATION SPECIFICATION & DRAWING FOR DUCT BURNER SYSTEM ¦ HRSG - SPEC. & DRAWING FOR STEAM DRUM ¦ HRSG - SPEC. & DRAWING FOR BLOWDOWN PUMP ¦ HRSG - SPEC. & DRAWING FOR SAFETY & RELIEF VALVE ¦ HRSG - SPEC. & DRAWING FOR STACK DAMPER ¦ HRSG - SPEC. & DRAWING FOR DEAERATOR & STORAGE TANK ¦ HRSG - POWER DISTRIBUTION PANEL DRAWINGS ¦ HRSG - MOV DATASHEET & DRAWINGS ¦ HRSG - CV DATASHEET & DRAWINGS ¦ HRSG - DESH. DATASHEET & DRAWINGS ¦ HRSG - CEMS DATASHEET & DRAWINGS ¦ HRSG - DRUM LEVEL GAUGE DATASHEET & DRAWINGS ¦ HRSG - FLOW ELEMENT DATASHEET & DRAWINGS ¦ HRSG - REMOTE DRUM LEVEL INDICATOR DATASHEET & DRAWINGS ¦ HRSG – PERPENDICULAR BAFFLE AND TIE PLATE ASSY DRAWINGS ¦ [HRSG]_SPEC. & DRAWING FOR STEAM DRUM ¦ [HRSG]_POWER DISTRIBUTION PANEL DRAWINGS ¦ [HRSG]_SPEC. & DRAWING FOR SAFETY & RELIEF VALVE ¦ [HRSG]_SPEC. & DRAWING FOR STACK DAMPER ¦ [HRSG]_MOV DATASHEET & DRAWINGS ¦ [HRSG]_CV DATASHEET & DRAWINGS ¦ [HRSG]_DESH. DATASHEET & DRAWINGS ¦ [HRSG]_CEMS DATASHEET & DRAWINGS ¦ [HRSG]_REMOTE DRUM LEVEL INDICATOR DATASHEET & DRAWINGS ¦ [HRSG]_ SPEC. & DRAWING FOR PREHEATER RECIRCULATION PUMP ¦ HRSG_MOV Data Sheet/Drawings ¦ HRSG_CV Data Sheet/Drawings ¦ HRSG_Desh. Data Sheet/Drawings ¦ HRSG_Drum Level Gauge Data Sheet/Drawings ¦ HRSG_Flow Element Data Sheet/Drawings ¦ HRSG_Remote Drum Level Indicator Datasheet/Drawings ¦ HRSG_CEMS Data Sheet/Drawings ¦ HRSG_SPEC. & DRAWING FOR SAFETY & RELIEF VALVE ¦ HRSG_SPEC. & DRAWING FOR STACK DAMPER ¦ HRSG_SPEC. & DRAWING FOR DEAERATOR, STORAGE TANK ¦ HRSG_SPEC. & DRAWING FOR CPH RECIRCULATION PUMP ¦ HRSG_Electric Actuator Specification & Drawing for Diverter & Guillotine Damper ¦ HRSG_Hoist Specification & Drawing for Diverter & Guillotine Damper ¦ HRSG_Fuel Gas Header Drawing for Duct Burner System ¦ HRSG_Ignition Gas Header Drawing for Duct Burner System ¦ HRSG_Cooling Air Header Drawing for Duct Burner System ¦ HRSG_Hazardous Area Classification Specification & Drawing for Duct Burner System ¦ HRSG_Manhole Cover for H.P Steam Drum ¦ HRSG_TYPICAL DRAWING FOR DRUM INSULATION ¦ HRSG_Power Distribution Panel Drawings ¦ HRSG_LP Drum Drawings ¦ HRSG_Spec. & Drawing of CEMS ¦ HRSG_HP Drum Drawings ¦ HRSG_Continuous Blowdown Tank Drawings ¦ HRSG_Atmospheric Blowdown Tank Drawings ¦ HRSG_Spec. & Drawing of Drain Pump ¦ HRSG_Spec. & Drawing of Exhaust Stack Damper ¦ HRSG_Spec. & Drawing of Deaerator ¦ HRSG_Spec. & Drawing of Hoist ¦ HRSG_Spec. & Drawing of Recirculation Pump ¦ HRSG_SPEC. & DRAWING FOR DESUPERHEATER ¦ HRSG_SPEC. & DRAWING FOR BLOW DOWN TANK ¦ HRSG_SPEC. & DRAWING FOR DEAERATOR ¦ HRSG_SPEC. & DRAWING FOR HOIST ¦ HRSG_SPEC. & DRAWING FOR RECIRCULATION PUMP ¦ HRSG_SPEC. & DRAWING FOR DIVERTER DAMPER ¦ HRSG_SPEC. & DRAWING FOR SCR ¦ AIG ARRAGEMENT DRAWING FOR HRSG SCR ¦ AMMONIA DISTRIBUTION HEADER DRAWING FOR HRSG SCR ¦ CATALYST DATA SHEET & DRAWING FOR HRSG SCR ¦ CATALYST BLOCK DRAWING FOR HRSG SCR ¦ EYE SHOWER DRAWING FOR HRSG SCR ¦ HRSG_SPEC. & DRAWING FOR CEMS ¦ HRSG_SPECIALTY DATA SHEET & DRAWING ¦ HRSG_MOV DATA SHEET & DRAWINGS ¦ HRSG LEVEL GAUGE DATA SHEET & DRAWINGS & CATALOG ¦ HRSG_REMOTE DRUM LEVEL INDICATOR DATASHEET/DRAWINGS CATALOG ¦ HRSG_ LOCAL GAUGE AND TEMPERATURE ELEMENT DATA SHEET&DRAWINGS &CATALOG ¦ HRSG_ LEVEL SWITCH DATA SHEET & DRAWINGS &CATALOG ¦ HRSG_ FLOW ELEMENT DATA SHEET & DRAWINGS &CATALOG ¦ HRSG_POWER DISTRIBUTION PANEL DRAWINGS ¦ HRSG_NAME PLATE DRAWING ¦ HRSG - SPECIALTY DRAWING FOR EXTERNAL PIPING ¦ [HRSG]_SPECIALTY DRAWING FOR EXTERNAL PIPING ¦ HRSG_SPECIALTY DRAWING FOR HRSG EXTERNAL PIPING ¦ HRSG_MANUAL VALVE LIST & DRAWINGS | Merged desuperheater datasheet/drawing references (DESH.) into one standardized deliverable. ¦ Composite deliverable split: Data Sheet & Drawings separated by Standard MDL naming rule.
333 | HRSG Vendor Document List | HRSG | Piping | Piping & Instrumentation Drawing | Steam System(Low Pressure) | HRSG | Low Pressure Evaporator / Superheater System | HRSG LP Evaporator / Superheater System P & ID | Vendor | Source-Grounded | Approved Source-Grounded | 4570 | Fadhili ¦ Grati ¦ Karabatan ¦ Turkistan ¦ Ukudu | T14211-7318-02-ME-B06-001 ¦ T14211-7318-02-ME-B06-002 ¦ T14211-7318-02-ME-B06-003 ¦ T14211-7318-02-ME-B06-004 ¦ T14211-7318-02-ME-B06-005 ¦ T14211-7318-02-ME-B06-006 ¦ T16182-XG02-P0LB-122022 ¦ T16182-XG02-P0LB-122023 ¦ T16182-XG02-P0SGC-138101 ¦ GRT-XG02-P1H-300020 ¦ T14211-7318-02-ME-B16-101 ¦ T14211-7318-02-ME-B16-201 ¦ CCP-W-B114-02-ME-B06-0011 ¦ CCP-W-B114-02-ME-B06-0001 ¦ CCP-W-B114-02-ME-B06-0003 ¦ CCP-W-B114-02-ME-B06-0004 ¦ CCP-W-B114-02-ME-B06-0005 ¦ CCP-W-B114-02-ME-B06-0006 ¦ CCP-W-B114-02-ME-B06-0007 ¦ CCP-W-B114-02-ME-B06-0008 ¦ CCP-W-B114-02-ME-B06-0009 ¦ CCP-W-B114-02-ME-B06-0010 ¦ CCP-W-B114-02-ME-B06-1001 | [HRSG]_P&I DIAGRAM ¦ HRSG_P&I Diagram of HRSG - Exhaust Gas System ¦ HRSG_P&I Diagram of HRSG - High Pressure Evaporator Superheater System ¦ HRSG_P&I Diagram of HRSG - High Pressure Economizer System ¦ HRSG_P&I Diagram of HRSG - Utility ¦ HRSG_P&I Diagram of HRSG - Blowdown System ¦ HRSG_P&I Diagram of HRSG - Condensate Preheater System ¦ HRSG_P&I DIAGRAM ¦ P&I DIAGRAM FOR HRSG SCR ¦ HRSG - P&I DIAGRAM ¦ HRSG - P&I DIAGRAM FOR HRSG DUCT BURNER SYSTEM ¦ P&ID OF WATER SPRAY SYSTEM FOR BURNER FOR HRSG ¦ [DCR] Change HRSG P&ID(GRT-XG02-P1H-300020) ¦ HRSG_P&ID for Diverter & Guillotine Damper ¦ HRSG_P&I Diagram for Duct Burner System ¦ HRSG_P&ID - Blowdown System ¦ HRSG_P&ID - Symbology ¦ HRSG_P&ID - Exhaust Gas System ¦ HRSG_P&ID - HP SH System ¦ HRSG_P&ID - HP EVA System ¦ HRSG_P&ID - HP ECO System ¦ HRSG_P&ID - LP SH System ¦ HRSG_P&ID - LP EVA System ¦ HRSG_P&ID - Feedwater HTR System ¦ HRSG_P&ID - Utility System ¦ HRSG_Diverter Damper - P&ID | Grouped LP evaporator and superheater system P&ID subset as evidenced in source titles.
334 | HRSG Vendor Document List | HRSG | Piping | Piping & Instrumentation Drawing | Water System(Feedwater) | HRSG | Feedwater Heater System | HRSG Feedwater Heater System P & ID | Vendor | Source-Grounded | Approved Source-Grounded | 4570 | Fadhili ¦ Grati ¦ Karabatan ¦ Turkistan ¦ Ukudu | T14211-7318-02-ME-B06-001 ¦ T14211-7318-02-ME-B06-002 ¦ T14211-7318-02-ME-B06-003 ¦ T14211-7318-02-ME-B06-004 ¦ T14211-7318-02-ME-B06-005 ¦ T14211-7318-02-ME-B06-006 ¦ T16182-XG02-P0LB-122022 ¦ T16182-XG02-P0LB-122023 ¦ T16182-XG02-P0SGC-138101 ¦ GRT-XG02-P1H-300020 ¦ T14211-7318-02-ME-B16-101 ¦ T14211-7318-02-ME-B16-201 ¦ CCP-W-B114-02-ME-B06-0011 ¦ CCP-W-B114-02-ME-B06-0001 ¦ CCP-W-B114-02-ME-B06-0003 ¦ CCP-W-B114-02-ME-B06-0004 ¦ CCP-W-B114-02-ME-B06-0005 ¦ CCP-W-B114-02-ME-B06-0006 ¦ CCP-W-B114-02-ME-B06-0007 ¦ CCP-W-B114-02-ME-B06-0008 ¦ CCP-W-B114-02-ME-B06-0009 ¦ CCP-W-B114-02-ME-B06-0010 ¦ CCP-W-B114-02-ME-B06-1001 | [HRSG]_P&I DIAGRAM ¦ HRSG_P&I Diagram of HRSG - Exhaust Gas System ¦ HRSG_P&I Diagram of HRSG - High Pressure Evaporator Superheater System ¦ HRSG_P&I Diagram of HRSG - High Pressure Economizer System ¦ HRSG_P&I Diagram of HRSG - Utility ¦ HRSG_P&I Diagram of HRSG - Blowdown System ¦ HRSG_P&I Diagram of HRSG - Condensate Preheater System ¦ HRSG_P&I DIAGRAM ¦ P&I DIAGRAM FOR HRSG SCR ¦ HRSG - P&I DIAGRAM ¦ HRSG - P&I DIAGRAM FOR HRSG DUCT BURNER SYSTEM ¦ P&ID OF WATER SPRAY SYSTEM FOR BURNER FOR HRSG ¦ [DCR] Change HRSG P&ID(GRT-XG02-P1H-300020) ¦ HRSG_P&ID for Diverter & Guillotine Damper ¦ HRSG_P&I Diagram for Duct Burner System ¦ HRSG_P&ID - Blowdown System ¦ HRSG_P&ID - Symbology ¦ HRSG_P&ID - Exhaust Gas System ¦ HRSG_P&ID - HP SH System ¦ HRSG_P&ID - HP EVA System ¦ HRSG_P&ID - HP ECO System ¦ HRSG_P&ID - LP SH System ¦ HRSG_P&ID - LP EVA System ¦ HRSG_P&ID - Feedwater HTR System ¦ HRSG_P&ID - Utility System ¦ HRSG_Diverter Damper - P&ID | Split feedwater heater system P&ID subset based on explicit source title evidence.
335 | HRSG Vendor Document List | HRSG | Piping | Piping & Instrumentation Drawing | Water System(Feedwater) | HRSG | Water Spray System for Burner | Water Spray System for HRSG Burner P & ID | Vendor | Source-Grounded | Approved Source-Grounded | 4570 | Fadhili ¦ Grati ¦ Karabatan ¦ Turkistan ¦ Ukudu | T14211-7318-02-ME-B06-001 ¦ T14211-7318-02-ME-B06-002 ¦ T14211-7318-02-ME-B06-003 ¦ T14211-7318-02-ME-B06-004 ¦ T14211-7318-02-ME-B06-005 ¦ T14211-7318-02-ME-B06-006 ¦ T16182-XG02-P0LB-122022 ¦ T16182-XG02-P0LB-122023 ¦ T16182-XG02-P0SGC-138101 ¦ GRT-XG02-P1H-300020 ¦ T14211-7318-02-ME-B16-101 ¦ T14211-7318-02-ME-B16-201 ¦ CCP-W-B114-02-ME-B06-0011 ¦ CCP-W-B114-02-ME-B06-0001 ¦ CCP-W-B114-02-ME-B06-0003 ¦ CCP-W-B114-02-ME-B06-0004 ¦ CCP-W-B114-02-ME-B06-0005 ¦ CCP-W-B114-02-ME-B06-0006 ¦ CCP-W-B114-02-ME-B06-0007 ¦ CCP-W-B114-02-ME-B06-0008 ¦ CCP-W-B114-02-ME-B06-0009 ¦ CCP-W-B114-02-ME-B06-0010 ¦ CCP-W-B114-02-ME-B06-1001 | [HRSG]_P&I DIAGRAM ¦ HRSG_P&I Diagram of HRSG - Exhaust Gas System ¦ HRSG_P&I Diagram of HRSG - High Pressure Evaporator Superheater System ¦ HRSG_P&I Diagram of HRSG - High Pressure Economizer System ¦ HRSG_P&I Diagram of HRSG - Utility ¦ HRSG_P&I Diagram of HRSG - Blowdown System ¦ HRSG_P&I Diagram of HRSG - Condensate Preheater System ¦ HRSG_P&I DIAGRAM ¦ P&I DIAGRAM FOR HRSG SCR ¦ HRSG - P&I DIAGRAM ¦ HRSG - P&I DIAGRAM FOR HRSG DUCT BURNER SYSTEM ¦ P&ID OF WATER SPRAY SYSTEM FOR BURNER FOR HRSG ¦ [DCR] Change HRSG P&ID(GRT-XG02-P1H-300020) ¦ HRSG_P&ID for Diverter & Guillotine Damper ¦ HRSG_P&I Diagram for Duct Burner System ¦ HRSG_P&ID - Blowdown System ¦ HRSG_P&ID - Symbology ¦ HRSG_P&ID - Exhaust Gas System ¦ HRSG_P&ID - HP SH System ¦ HRSG_P&ID - HP EVA System ¦ HRSG_P&ID - HP ECO System ¦ HRSG_P&ID - LP SH System ¦ HRSG_P&ID - LP EVA System ¦ HRSG_P&ID - Feedwater HTR System ¦ HRSG_P&ID - Utility System ¦ HRSG_Diverter Damper - P&ID | Kept as separate P&ID for burner water spray system as explicitly titled in source list.
336 | HRSG Vendor Document List | HRSG | Process | Process Mass Balance | Plant General System | General | Selective Catalytic Reduction | SCR Process Mass Balance | Vendor | Source-Grounded | Approved Source-Grounded | 5326 | R&N | SAU4005-G011-HNY-&MDA-04988 | HRSG(V) - Process Mass Balance for SCR | Standardized wording from 'Process Mass Balance for SCR' to a concise SCR mass balance deliverable under HRSG vendor scope.
337 | HRSG Vendor Document List | HRSG | Electrical | Plan | Building/Structure System | Bypass stack | HRSG | HRSG Instrument Location & Conduit Plan Diagrams | Vendor | Source-Grounded | Approved Source-Grounded | 5420 ¦ 5853 | Fadhili ¦ Karabatan ¦ R&N | T16182-YL00-P0LB-122079 ¦ T14211-7318-02-ME-E04-101 ¦ T14211-7318-02-ME-E04-101~150 ¦ T14211-7318-02-ME-H04-001~010 ¦ T16182-CA00-P0GEN-185701 ¦ T16182-CA01-P0GEN-185751 ¦ T14211-7318-02-ME-H04-101 ¦ T14211-7318-02-ME-H04-101~110 ¦ SAU4005-G011-HYA-&EEC-04943 ¦ SAU4005-G011-HYA-&EEC-05153 ¦ SAU4005-G011-HYA-&ELD-04912 ¦ SAU4005-G011-HYA-&EDB-04952 | HRSG - LIGHTING PLAN DIAGRAMS ¦ HRSG_Lighting Plan ¦ HRSG_Lighting Plan Diagrams ¦ HRSG_Instrument Location & Conduit Plan Diagram ¦ CHEMICAL DOSING SHELTER FOR HRSG - GROUND FLOOR PLAN, ROOF PLAN ¦ CHEMICAL DOSING SHELTER FOR HRSG - GROUND FLOOR FRAMING PLAN ¦ HRSG_Conduit Plan ¦ HRSG(V) - Lighting Plan Diagrams ¦ HRSG(V) - Lighting Plan Diagrams for Bypass Stack ¦ HRSG(V) - Instrument Location & Conduit Plan Diagram ¦ HRSG(V) - Conduit Plan | Combined repeated 'Instrument Location & Conduit Plan Diagram' and 'Conduit Plan' for HRSG and HRSG(V) into a single standardized plan deliverable.
338 | HRSG Vendor Document List | HRSG | Electrical | Technical Specification | Communication System & Security System | Lighting | Communication System | HRSG Technical Specification for Communication System | Vendor | Source-Grounded | Approved Source-Grounded | 5464 | Fadhili ¦ Karabatan ¦ Turkistan ¦ Ukudu | T16182-YT01-P0LB-122099 ¦ T14211-7318-02-ME-B16-241 ¦ T16182-XW01-P0LB-122041 ¦ T16182-XW01-P0LB-122046 ¦ T16182-XW01-P0LB-122061 ¦ T16182-YT01-P0LB-122108 ¦ CCP-W-B114-02-ME-P04-0060 | HRSG - TECHNICAL SPECIFICATION FOR LIGHTING & SMALL POWER SYSTEM ¦ HRSG_CABLE SPECIFICATION ¦ HRSG_BMS PLC Specification ¦ HRSG - TECHNICAL SPECIFICATION FOR AC & DC DISTRIBUTION BOARD ¦ HRSG - TECHNICAL SPECIFICATION FOR COMMUNICATION SYSTEM ¦ HRSG - FLAME SCANNER & IGNITION BURNER SPECIFICATION FOR DUCT BURNER SYSTEM ¦ HRSG - BMS SPECIFICATION FOR DUCT BURNER SYSTEM ¦ DESIGN SPECIFICATION FOR HRSG SCR ¦ HRSG_CONDUIT PLAN & SPECIFICATION ¦ HRSG_Piping Class Specification | Included communication system technical specification referenced in HRSG vendor list.
339 | HRSG Vendor Document List | HRSG | Electrical | Diagram | Electrical System | CCB | Unit Motor Control Center | HRSG Diagram | Vendor | Source-Grounded | Approved Source-Grounded | 5445 ¦ 5466 | Fadhili ¦ Grati ¦ Karabatan ¦ Turkistan ¦ Ukudu | T16182-YB03-P0LB-122047 ¦ GRT-YB03-P1H-300033 ¦ GRTBCP-YS01-P0BJC-156050 ¦ T14211-7318-02-ME-E03-001 ¦ T16182-YE03-P0LB-122067 ¦ T14211-7318-02-ME-H17-001 ¦ T14211-7318-02-ME-H04-001 ¦ T14211-7318-02-ME-H17-001~100 ¦ T16182-YL01-P0LB-122080 ¦ T16182-YQ01-P0LB-122085 ¦ T16182-XG02-P0GM-122112 ¦ GRTBCP-YS01-P0BJD-156055 ¦ GRTBCP-YS01-P0BJN-156398 ¦ GRTBCP-YS01-P0BJO-156403 ¦ GRTBCP-YS01-P0BJP-156408 ¦ T14211-7318-02-ME-B16-111 ¦ CCP-W-B114-02-ME-H09-0071 ¦ CCP-W-B114-02-ME-H09-0070 ¦ CCP-W-B114-02-ME-P05-0073 ¦ GRT-YT01-P0BJC-156051 ¦ T14211-7318-02-ME-B16-231 ¦ T16182-YT01-P0LB-122060 ¦ T16182-YT01-P0LB-122105 ¦ T16182-YT01-P0LB-122106 ¦ T14211-7318-02-ME-B16-114 ¦ T14211-7318-02-ME-B16-230 ¦ CCP-W-B114-02-ME-H21-1015 ¦ T16182-YT01-P0LB-122042 ¦ GRT-YT01-P0BJP-156315 ¦ GRT-YT01-P0BJ0-156315 ¦ GRT-YT01-P0BJN-156310 ¦ T14211-7318-ME-TDS-0001 ¦ T14211-7318-02-ME-E14-002 ¦ CCP-W-B114-02-ME-P99-0059 ¦ CCP-W-B114-02-ME-P05-0072 ¦ CCP-W-B114-02-ME-F01-0026 ¦ CCP-W-B114-02-ME-B05-1007 ¦ CCP-W-B114-02-ME-P05-0076 ¦ CCP-W-B114-02-ME-P05-0079 | HRSG - CABLE CONNECTION DIAGRAM ¦ [HRSG]_CABLE CONNECTION DIAGRAM ¦ Schematic Diagram HRSG Unit MCC ¦ HRSG_Cable Connection Diagram ¦ HRSG_CABLE CONNECTION DIAGRAM ¦ HRSG - CONTROL LOOP DIAGRAM ¦ HRSG_Control Loop Diagram ¦ HRSG_Instrument Location Diagram ¦ HRSG_CONTROL LOOP DIAGRAM ¦ HRSG_INSTRUMENT LOCATION DIAGRAM ¦ HRSG - COMMUNICATION BLOCK DIAGRAM ¦ HRSG - WIRING & SCHEMATIC DIAGRAM ¦ HRSG – DRAIN FLOW DIAGRAM ¦ Schematic Diagram HRSG PDB ¦ Schematic Diagram HRSG PDB-01 ¦ Schematic Diagram HRSG PDB-02 ¦ Schematic Diagram HRSG PDB-03 ¦ HRSG_Electric Wiring and Terminal Connection Diagram for Diverter & Guillotine Damper ¦ HRSG_Protection System Diagram ¦ HRSG_Control and Automation Diagram ¦ HRSG_LB On-Off Valves - Wiring and Pneumatic Diagram ¦ HRSG_SYSTEM CONFIGURATION DIAGRAM ¦ HRSG_START-UP & SHUT-DOWN SEQUENCE DIAGRAM ¦ Data Sheet HRSG Unit MCC ¦ HRSG_Cable Data Sheet for Duct Burner System ¦ HRSG - JUNCTION BOX DATASHEET FOR DUCT BURNER SYSTEM ¦ HRSG - INSTRUMENT SPECIFICATION & DATASHEET FOR DUCT BURNER SYSTEM ¦ HRSG - SHUT OFF AND CONTROL VALVE DATASHEET FOR DUCT BURNER SYSTEM ¦ HRSG_Instrument Data Sheet for Diverter & Guillotine Damper ¦ HRSG_Instruments & Control Valves Data Sheets for Duct Burner System ¦ HRSG_Diverter Damper - Instrument Data Sheet ¦ HRSG - COOLING AIR FAN & MOTOR DATASHEET FOR DUCT BURNER SYSTEM ¦ Data Sheet HRSG PDB-3 ¦ Data Sheet HRSG PDB-2 ¦ Data Sheet HRSG PDB-1 ¦ Technical Datasheet for HRSG ¦ HRSG_Aircraft warning light data sheet ¦ HRSG_Filters Data Sheet ¦ HRSG_LB On-Off Valves – Actuator Datasheet ¦ HRSG_Job Themal Data Sheet ¦ HRSG_Diverter Damper - Data Sheet ¦ HRSG_SB On-Off Valves - Actuator Datasheet ¦ HRSG_Drain Valves - Actuator Datasheet ¦ AMMONIA INJECTION NOZZLE DATA SHEET FOR HRSG SCR | Consolidated MCC schematic references into one deliverable for HRSG Unit MCC.
340 | HRSG Vendor Document List | HRSG | Electrical | General Arrangement Drawing | Electrical System | CCB | Unit Motor Control Center | HRSG Unit Motor Control Center General Arrangement | Vendor | Source-Grounded | Approved Source-Grounded | 5934 | Fadhili ¦ Grati ¦ Karabatan ¦ Turkistan ¦ Ukudu | GRT-YD00-P0BJC-156048 ¦ T16182-UE00-P0LB-122007 ¦ GRT-UE00-P1H-300006 ¦ GRT-YT01-P0BJP-156317 ¦ GRT-YT01-P0BJ0-156312 ¦ GRT-YT01-P0BJN-156307 ¦ T14211-7318-02-ME-B01-001 ¦ T14211-7318-02-ME-B01-002 ¦ T14211-7318-02-ME-B01-005 ¦ T14211-7318-02-ME-B16-103 ¦ T14211-7318-02-ME-B05-401~500 ¦ CCP-W-B114-02-ME-B01-0044 ¦ CCP-W-B114-02-ME-B05-0049 | General Arrangement HRSG Unit MCC ¦ HRSG - GENERAL ARRANGEMENT ¦ [HRSG]_GENERAL ARRANGEMENT ¦ General Arrangement HRSG PDB-3 ¦ General Arrangement HRSG PDB-2 ¦ General Arrangement HRSG PDB-1 ¦ HRSG_General arrangement of HRSG (Right side elevation view) ¦ HRSG_General arrangement of HRSG (Left side elevation view) ¦ HRSG_General arrangement of HRSG (Front section Elevation view) ¦ HRSG_General Arrangement Drawing for Diverter & Guillotine Damper ¦ HRSG_ARRANGEMENT OF CASING & FILED ERECTION ¦ HRSG_General Arrangement ¦ HRSG_Arrangement of Casing ¦ HRSG_GENERAL ARRANGEMENT | Separated MCC GA from overall HRSG GA and from PDB GA; standardized as Unit MCC GA deliverable.
341 | HRSG Vendor Document List | HRSG | Electrical | Technical Data Sheet | Electrical System | CONTROL VALVE | Cable | Duct Burner System Cable Data Sheet | Vendor | Source-Grounded | Approved Source-Grounded | 5466 | Fadhili ¦ Grati ¦ Karabatan ¦ Turkistan ¦ Ukudu | GRT-YT01-P0BJC-156051 ¦ T14211-7318-02-ME-B16-231 ¦ T16182-YT01-P0LB-122060 ¦ T16182-YT01-P0LB-122105 ¦ T16182-YT01-P0LB-122106 ¦ T14211-7318-02-ME-B16-114 ¦ T14211-7318-02-ME-B16-230 ¦ CCP-W-B114-02-ME-H21-1015 ¦ T16182-YT01-P0LB-122042 ¦ GRT-YT01-P0BJP-156315 ¦ GRT-YT01-P0BJ0-156315 ¦ GRT-YT01-P0BJN-156310 ¦ T14211-7318-ME-TDS-0001 ¦ T14211-7318-02-ME-E14-002 ¦ CCP-W-B114-02-ME-P99-0059 ¦ CCP-W-B114-02-ME-P05-0072 ¦ CCP-W-B114-02-ME-F01-0026 ¦ CCP-W-B114-02-ME-B05-1007 ¦ CCP-W-B114-02-ME-P05-0076 ¦ CCP-W-B114-02-ME-P05-0079 | Data Sheet HRSG Unit MCC ¦ HRSG_Cable Data Sheet for Duct Burner System ¦ HRSG - JUNCTION BOX DATASHEET FOR DUCT BURNER SYSTEM ¦ HRSG - INSTRUMENT SPECIFICATION & DATASHEET FOR DUCT BURNER SYSTEM ¦ HRSG - SHUT OFF AND CONTROL VALVE DATASHEET FOR DUCT BURNER SYSTEM ¦ HRSG_Instrument Data Sheet for Diverter & Guillotine Damper ¦ HRSG_Instruments & Control Valves Data Sheets for Duct Burner System ¦ HRSG_Diverter Damper - Instrument Data Sheet ¦ HRSG - COOLING AIR FAN & MOTOR DATASHEET FOR DUCT BURNER SYSTEM ¦ Data Sheet HRSG PDB-3 ¦ Data Sheet HRSG PDB-2 ¦ Data Sheet HRSG PDB-1 ¦ Technical Datasheet for HRSG ¦ HRSG_Aircraft warning light data sheet ¦ HRSG_Filters Data Sheet ¦ HRSG_LB On-Off Valves – Actuator Datasheet ¦ HRSG_Job Themal Data Sheet ¦ HRSG_Diverter Damper - Data Sheet ¦ HRSG_SB On-Off Valves - Actuator Datasheet ¦ HRSG_Drain Valves - Actuator Datasheet ¦ AMMONIA INJECTION NOZZLE DATA SHEET FOR HRSG SCR | Created specific cable datasheet deliverable for duct burner system as supported by source.
342 | HRSG Vendor Document List | HRSG | Electrical | Diagram | Electrical System | Cable | Continuous Emissions Monitoring System | CEMS Wiring and Terminal Connection Diagram | Vendor | Source-Grounded | Approved Source-Grounded | 5585 | R&N | SAU4005-G011-HNE-&EMA-04947 ¦ SAU4005-G011-HNY-&MMB-04959 ¦ SAU4005-G011-HHA-&MMB-05001 ¦ SAU4005-G011-HYA-&EFB-05105 ¦ SAU4005-G011-HYA-&EFF-04894 ¦ SAU4005-G011-HYA-&EFB-04887 ¦ SAU4005-G011-HYA-&EFF-04910 ¦ SAU4005-G011-HYA-&EMA-04917 ¦ SAU4005-G011-HYA-&EMA-04937 ¦ SAU4005-G011-HNE-&ETB-05110 | HRSG(V) - Power Cable Connection Diagram ¦ HRSG(V) - Cable Interconnection Diagram for SCR ¦ HRSG(V) - Cable Interconnection Diagram for Duct Burner ¦ HRSG(V) - Cable Block Diagram for HRSG ¦ HRSG(V) - Control Loop Diagram ¦ HRSG(V) - System Configuration Diagram ¦ HRSG(V) - Start-up & Shut-down Sequence Diagram ¦ HRSG(V) - Wiring and Terminal Connection Diagram for Diverter & Guillotine Damper ¦ HRSG(V) - Wiring and Terminal Connection Diagram for CEMS ¦ HRSG(V) - CEMS Flange Installation Diagram | Separated CEMS terminal connection diagram because source explicitly references it and it is a distinct sub-package.
343 | HRSG Vendor Document List | HRSG | Electrical | Diagram | Electrical System | Cable | Diverter & Guillotine Damper | Diverter & Guillotine Damper Electric Wiring and Terminal Connection Diagram | Vendor | Source-Grounded | Approved Source-Grounded | 5445 ¦ 5585 | Fadhili ¦ Grati ¦ Karabatan ¦ Turkistan ¦ Ukudu ¦ R&N | T16182-YB03-P0LB-122047 ¦ GRT-YB03-P1H-300033 ¦ GRTBCP-YS01-P0BJC-156050 ¦ T14211-7318-02-ME-E03-001 ¦ T16182-YE03-P0LB-122067 ¦ T14211-7318-02-ME-H17-001 ¦ T14211-7318-02-ME-H04-001 ¦ T14211-7318-02-ME-H17-001~100 ¦ T16182-YL01-P0LB-122080 ¦ T16182-YQ01-P0LB-122085 ¦ T16182-XG02-P0GM-122112 ¦ GRTBCP-YS01-P0BJD-156055 ¦ GRTBCP-YS01-P0BJN-156398 ¦ GRTBCP-YS01-P0BJO-156403 ¦ GRTBCP-YS01-P0BJP-156408 ¦ T14211-7318-02-ME-B16-111 ¦ CCP-W-B114-02-ME-H09-0071 ¦ CCP-W-B114-02-ME-H09-0070 ¦ CCP-W-B114-02-ME-P05-0073 ¦ SAU4005-G011-HNE-&EMA-04947 ¦ SAU4005-G011-HNY-&MMB-04959 ¦ SAU4005-G011-HHA-&MMB-05001 ¦ SAU4005-G011-HYA-&EFB-05105 ¦ SAU4005-G011-HYA-&EFF-04894 ¦ SAU4005-G011-HYA-&EFB-04887 ¦ SAU4005-G011-HYA-&EFF-04910 ¦ SAU4005-G011-HYA-&EMA-04917 ¦ SAU4005-G011-HYA-&EMA-04937 ¦ SAU4005-G011-HNE-&ETB-05110 | HRSG - CABLE CONNECTION DIAGRAM ¦ [HRSG]_CABLE CONNECTION DIAGRAM ¦ Schematic Diagram HRSG Unit MCC ¦ HRSG_Cable Connection Diagram ¦ HRSG_CABLE CONNECTION DIAGRAM ¦ HRSG - CONTROL LOOP DIAGRAM ¦ HRSG_Control Loop Diagram ¦ HRSG_Instrument Location Diagram ¦ HRSG_CONTROL LOOP DIAGRAM ¦ HRSG_INSTRUMENT LOCATION DIAGRAM ¦ HRSG - COMMUNICATION BLOCK DIAGRAM ¦ HRSG - WIRING & SCHEMATIC DIAGRAM ¦ HRSG – DRAIN FLOW DIAGRAM ¦ Schematic Diagram HRSG PDB ¦ Schematic Diagram HRSG PDB-01 ¦ Schematic Diagram HRSG PDB-02 ¦ Schematic Diagram HRSG PDB-03 ¦ HRSG_Electric Wiring and Terminal Connection Diagram for Diverter & Guillotine Damper ¦ HRSG_Protection System Diagram ¦ HRSG_Control and Automation Diagram ¦ HRSG_LB On-Off Valves - Wiring and Pneumatic Diagram ¦ HRSG_SYSTEM CONFIGURATION DIAGRAM ¦ HRSG_START-UP & SHUT-DOWN SEQUENCE DIAGRAM ¦ HRSG(V) - Power Cable Connection Diagram ¦ HRSG(V) - Cable Interconnection Diagram for SCR ¦ HRSG(V) - Cable Interconnection Diagram for Duct Burner ¦ HRSG(V) - Cable Block Diagram for HRSG ¦ HRSG(V) - Control Loop Diagram ¦ HRSG(V) - System Configuration Diagram ¦ HRSG(V) - Start-up & Shut-down Sequence Diagram ¦ HRSG(V) - Wiring and Terminal Connection Diagram for Diverter & Guillotine Damper ¦ HRSG(V) - Wiring and Terminal Connection Diagram for CEMS ¦ HRSG(V) - CEMS Flange Installation Diagram | Merged wiring/terminal connection diagram references for diverter & guillotine damper into one standardized deliverable.
344 | HRSG Vendor Document List | HRSG | Electrical | Diagram | Electrical System | Cable | HRSG | HRSG Cable Connection Diagrams | Vendor | Source-Grounded | Approved Source-Grounded | 5445 ¦ 5746 | Fadhili ¦ Grati ¦ Karabatan ¦ Turkistan ¦ Ukudu | T16182-YB03-P0LB-122047 ¦ GRT-YB03-P1H-300033 ¦ GRTBCP-YS01-P0BJC-156050 ¦ T14211-7318-02-ME-E03-001 ¦ T16182-YE03-P0LB-122067 ¦ T14211-7318-02-ME-H17-001 ¦ T14211-7318-02-ME-H04-001 ¦ T14211-7318-02-ME-H17-001~100 ¦ T16182-YL01-P0LB-122080 ¦ T16182-YQ01-P0LB-122085 ¦ T16182-XG02-P0GM-122112 ¦ GRTBCP-YS01-P0BJD-156055 ¦ GRTBCP-YS01-P0BJN-156398 ¦ GRTBCP-YS01-P0BJO-156403 ¦ GRTBCP-YS01-P0BJP-156408 ¦ T14211-7318-02-ME-B16-111 ¦ CCP-W-B114-02-ME-H09-0071 ¦ CCP-W-B114-02-ME-H09-0070 ¦ CCP-W-B114-02-ME-P05-0073 | HRSG - CABLE CONNECTION DIAGRAM ¦ [HRSG]_CABLE CONNECTION DIAGRAM ¦ Schematic Diagram HRSG Unit MCC ¦ HRSG_Cable Connection Diagram ¦ HRSG_CABLE CONNECTION DIAGRAM ¦ HRSG - CONTROL LOOP DIAGRAM ¦ HRSG_Control Loop Diagram ¦ HRSG_Instrument Location Diagram ¦ HRSG_CONTROL LOOP DIAGRAM ¦ HRSG_INSTRUMENT LOCATION DIAGRAM ¦ HRSG - COMMUNICATION BLOCK DIAGRAM ¦ HRSG - WIRING & SCHEMATIC DIAGRAM ¦ HRSG – DRAIN FLOW DIAGRAM ¦ Schematic Diagram HRSG PDB ¦ Schematic Diagram HRSG PDB-01 ¦ Schematic Diagram HRSG PDB-02 ¦ Schematic Diagram HRSG PDB-03 ¦ HRSG_Electric Wiring and Terminal Connection Diagram for Diverter & Guillotine Damper ¦ HRSG_Protection System Diagram ¦ HRSG_Control and Automation Diagram ¦ HRSG_LB On-Off Valves - Wiring and Pneumatic Diagram ¦ HRSG_SYSTEM CONFIGURATION DIAGRAM ¦ HRSG_START-UP & SHUT-DOWN SEQUENCE DIAGRAM | Merged multiple instances of 'CABLE CONNECTION DIAGRAM' into one standardized HRSG deliverable.
345 | HRSG Vendor Document List | HRSG | Electrical | Cable Schedule | Electrical System | Cable | HRSG | HRSG Cable Schedule | Vendor | Source-Grounded | Approved Source-Grounded | 5580 ¦ 5581 ¦ 5747 ¦ 5748 | Fadhili ¦ Grati ¦ Karabatan ¦ R&N ¦ Turkistan ¦ Ukudu ¦ Muara Tawar | T16182-YL16-P0LB-122078 ¦ GRT-YL16-P1H-300052 ¦ T14211-7318-02-ME-E10-001 ¦ SAU4005-G000-B__-&EMA-00699 ¦ CCP-W-B114-02-ME-E10-0087 ¦ SAU4005-G011-HYA-&EED-04946 ¦ SAU4005-G011-HYA-&EDA-04954 ¦ SAU4005-G011-HYA-&EMB-04905 ¦ MRT-YL16-P2LB-122078 ¦ MRT-YL16-P3LB-122078 | HRSG - CABLE SCHEDULE ¦ [HRSG]_CABLE SCHEDULE ¦ HRSG_Cable Schedule ¦ Cable Schedule document for HRSG and Auxiliaries (Routing details in Excel File) ¦ HRSG_CABLE SCHEDULE ¦ HRSG(V) - Power Cable Schedule ¦ HRSG(V) - Cable Schedule for Diverter & Guillotine Damper ¦ HRSG(V) - I&C Cable schedule ¦ [HRSG(For Block 2)]_HRSG_CABLE SCHEDULE ¦ [HRSG(For Block 3, 4)]_HRSG_CABLE SCHEDULE | Merged block-specific and vendor-marked cable schedule rows into one standard HRSG cable schedule deliverable; kept vendor scope.
346 | HRSG Vendor Document List | HRSG | Electrical | Diagram | Electrical System | Cable | HRSG | HRSG Drain Flow Diagram | Vendor | Source-Grounded | Approved Source-Grounded | 5445 | Fadhili ¦ Grati ¦ Karabatan ¦ Turkistan ¦ Ukudu | T16182-YB03-P0LB-122047 ¦ GRT-YB03-P1H-300033 ¦ GRTBCP-YS01-P0BJC-156050 ¦ T14211-7318-02-ME-E03-001 ¦ T16182-YE03-P0LB-122067 ¦ T14211-7318-02-ME-H17-001 ¦ T14211-7318-02-ME-H04-001 ¦ T14211-7318-02-ME-H17-001~100 ¦ T16182-YL01-P0LB-122080 ¦ T16182-YQ01-P0LB-122085 ¦ T16182-XG02-P0GM-122112 ¦ GRTBCP-YS01-P0BJD-156055 ¦ GRTBCP-YS01-P0BJN-156398 ¦ GRTBCP-YS01-P0BJO-156403 ¦ GRTBCP-YS01-P0BJP-156408 ¦ T14211-7318-02-ME-B16-111 ¦ CCP-W-B114-02-ME-H09-0071 ¦ CCP-W-B114-02-ME-H09-0070 ¦ CCP-W-B114-02-ME-P05-0073 | HRSG - CABLE CONNECTION DIAGRAM ¦ [HRSG]_CABLE CONNECTION DIAGRAM ¦ Schematic Diagram HRSG Unit MCC ¦ HRSG_Cable Connection Diagram ¦ HRSG_CABLE CONNECTION DIAGRAM ¦ HRSG - CONTROL LOOP DIAGRAM ¦ HRSG_Control Loop Diagram ¦ HRSG_Instrument Location Diagram ¦ HRSG_CONTROL LOOP DIAGRAM ¦ HRSG_INSTRUMENT LOCATION DIAGRAM ¦ HRSG - COMMUNICATION BLOCK DIAGRAM ¦ HRSG - WIRING & SCHEMATIC DIAGRAM ¦ HRSG – DRAIN FLOW DIAGRAM ¦ Schematic Diagram HRSG PDB ¦ Schematic Diagram HRSG PDB-01 ¦ Schematic Diagram HRSG PDB-02 ¦ Schematic Diagram HRSG PDB-03 ¦ HRSG_Electric Wiring and Terminal Connection Diagram for Diverter & Guillotine Damper ¦ HRSG_Protection System Diagram ¦ HRSG_Control and Automation Diagram ¦ HRSG_LB On-Off Valves - Wiring and Pneumatic Diagram ¦ HRSG_SYSTEM CONFIGURATION DIAGRAM ¦ HRSG_START-UP & SHUT-DOWN SEQUENCE DIAGRAM | Included distinct drain flow diagram referenced explicitly in sources; kept separate from wiring/cable diagrams.
347 | HRSG Vendor Document List | HRSG | Electrical | Wiring Diagram | Electrical System | Cable | HRSG Feedwater Pump | HRSG Feedwater Pump Cable Interconnection Wiring Diagram | Vendor | Source-Grounded | Approved Source-Grounded | 5590 | Fadhili | T16182-YS02-P0LAC-126302 | HRSG FEEDWATER PUMP - CABLE INTERCONNECTION WIRING DIAGRAM | Captured specific feedwater pump interconnection wiring diagram deliverable; kept within HRSG vendor package context from title evidence.
348 | HRSG Vendor Document List | HRSG | Electrical | Wiring Diagram | Electrical System | Cable | HRSG SCR | HRSG SCR Cable Interconnection Wiring Diagram | Vendor | Source-Grounded | Approved Source-Grounded | 5749 | Ukudu |  | CABLE INTERCONNECTION WIRING DIAGRAM FOR HRSG SCR | Added explicit SCR cable interconnection wiring diagram deliverable supported by source title.
349 | HRSG Vendor Document List | HRSG | Electrical | Diagram | Electrical System | Cable | Power Distribution Board | HRSG Power Distribution Board Schematic Diagrams | Vendor | Source-Grounded | Approved Source-Grounded | 5445 | Fadhili ¦ Grati ¦ Karabatan ¦ Turkistan ¦ Ukudu | T16182-YB03-P0LB-122047 ¦ GRT-YB03-P1H-300033 ¦ GRTBCP-YS01-P0BJC-156050 ¦ T14211-7318-02-ME-E03-001 ¦ T16182-YE03-P0LB-122067 ¦ T14211-7318-02-ME-H17-001 ¦ T14211-7318-02-ME-H04-001 ¦ T14211-7318-02-ME-H17-001~100 ¦ T16182-YL01-P0LB-122080 ¦ T16182-YQ01-P0LB-122085 ¦ T16182-XG02-P0GM-122112 ¦ GRTBCP-YS01-P0BJD-156055 ¦ GRTBCP-YS01-P0BJN-156398 ¦ GRTBCP-YS01-P0BJO-156403 ¦ GRTBCP-YS01-P0BJP-156408 ¦ T14211-7318-02-ME-B16-111 ¦ CCP-W-B114-02-ME-H09-0071 ¦ CCP-W-B114-02-ME-H09-0070 ¦ CCP-W-B114-02-ME-P05-0073 | HRSG - CABLE CONNECTION DIAGRAM ¦ [HRSG]_CABLE CONNECTION DIAGRAM ¦ Schematic Diagram HRSG Unit MCC ¦ HRSG_Cable Connection Diagram ¦ HRSG_CABLE CONNECTION DIAGRAM ¦ HRSG - CONTROL LOOP DIAGRAM ¦ HRSG_Control Loop Diagram ¦ HRSG_Instrument Location Diagram ¦ HRSG_CONTROL LOOP DIAGRAM ¦ HRSG_INSTRUMENT LOCATION DIAGRAM ¦ HRSG - COMMUNICATION BLOCK DIAGRAM ¦ HRSG - WIRING & SCHEMATIC DIAGRAM ¦ HRSG – DRAIN FLOW DIAGRAM ¦ Schematic Diagram HRSG PDB ¦ Schematic Diagram HRSG PDB-01 ¦ Schematic Diagram HRSG PDB-02 ¦ Schematic Diagram HRSG PDB-03 ¦ HRSG_Electric Wiring and Terminal Connection Diagram for Diverter & Guillotine Damper ¦ HRSG_Protection System Diagram ¦ HRSG_Control and Automation Diagram ¦ HRSG_LB On-Off Valves - Wiring and Pneumatic Diagram ¦ HRSG_SYSTEM CONFIGURATION DIAGRAM ¦ HRSG_START-UP & SHUT-DOWN SEQUENCE DIAGRAM | Grouped repeated PDB schematic diagrams (PDB/PDB-01/02/03) under a single standardized deliverable.
350 | HRSG Vendor Document List | HRSG | Electrical | General Arrangement Drawing | Electrical System | General | Power Distribution Board | HRSG Power Distribution Board General Arrangements | Vendor | Source-Grounded | Approved Source-Grounded | 5934 | Fadhili ¦ Grati ¦ Karabatan ¦ Turkistan ¦ Ukudu | GRT-YD00-P0BJC-156048 ¦ T16182-UE00-P0LB-122007 ¦ GRT-UE00-P1H-300006 ¦ GRT-YT01-P0BJP-156317 ¦ GRT-YT01-P0BJ0-156312 ¦ GRT-YT01-P0BJN-156307 ¦ T14211-7318-02-ME-B01-001 ¦ T14211-7318-02-ME-B01-002 ¦ T14211-7318-02-ME-B01-005 ¦ T14211-7318-02-ME-B16-103 ¦ T14211-7318-02-ME-B05-401~500 ¦ CCP-W-B114-02-ME-B01-0044 ¦ CCP-W-B114-02-ME-B05-0049 | General Arrangement HRSG Unit MCC ¦ HRSG - GENERAL ARRANGEMENT ¦ [HRSG]_GENERAL ARRANGEMENT ¦ General Arrangement HRSG PDB-3 ¦ General Arrangement HRSG PDB-2 ¦ General Arrangement HRSG PDB-1 ¦ HRSG_General arrangement of HRSG (Right side elevation view) ¦ HRSG_General arrangement of HRSG (Left side elevation view) ¦ HRSG_General arrangement of HRSG (Front section Elevation view) ¦ HRSG_General Arrangement Drawing for Diverter & Guillotine Damper ¦ HRSG_ARRANGEMENT OF CASING & FILED ERECTION ¦ HRSG_General Arrangement ¦ HRSG_Arrangement of Casing ¦ HRSG_GENERAL ARRANGEMENT | Grouped PDB-1/2/3 GA references into one standard deliverable.
351 | HRSG Vendor Document List | HRSG | Electrical | Single Line Diagram | Electrical System | HRSG | Continuous Emissions Monitoring System Power Distribution | CEMS Power Distribution Single Line Diagram | Vendor | Source-Grounded | Approved Source-Grounded | 5609 | R&N | SAU4005-G011-HYA-&EFA-04941 ¦ SAU4005-G011-HYA-&EMA-04953 ¦ SAU4005-G011-HNE-&EFB-05117 | HRSG(V) - Electrical Single Line Diagrams ¦ HRSG(V) - Single Line Diagram for Diverter & Guillotine Damper ¦ HRSG(V) - CEMS Single Line Diagram for Power Distribution | Included explicit 'CEMS Single Line Diagram for Power Distribution' as separate electrical deliverable.
352 | HRSG Vendor Document List | HRSG | Electrical | Scheme | Electrical System | HRSG | Duct burner BMS panel | HRSG BMS Panel Electric Scheme for Duct Burner System | Vendor | Source-Grounded | Approved Source-Grounded | 1799 | Karabatan | T14211-7318-02-ME-B16-221 | HRSG_BMS Panel Electric Scheme for Duct Burner System | Reclassified as Electrical discipline deliverable due to 'Panel Electric Scheme'; maintained HRSG duct burner context.
353 | HRSG Vendor Document List | HRSG | Electrical | Drawing | Electrical System | HRSG | GTG/HRSG SWITCHGEAR | 480V GTG/HRSG Switchgear Outline Drawing | Vendor | Source-Grounded | Approved Source-Grounded | 5543 | Fadhili | T16182-YD00-P0BF-150931 | OUTLINE DRAWING - 480V GTG/HRSG SWITCHGEAR | Standardized outline/detail drawing naming for 480V GTG/HRSG switchgear; retained vendor equipment naming from source.
354 | HRSG Vendor Document List | HRSG | Electrical | Single Line Diagram | Electrical System | HRSG | GTG/HRSG SWITCHGEAR | 480V GTG/HRSG Switchgear Single Line Diagram | Vendor | Source-Grounded | Approved Source-Grounded | 5544 | Fadhili | T16182-YU02-P0BFA-150911 | SINGLE LINE DIAGRAM - 480V GTG/HRSG SWITCHGEAR | Kept separate from outline drawing; standardized title for 480V GTG/HRSG switchgear SLD.
355 | HRSG Vendor Document List | HRSG | Electrical | Single Line Diagram | Electrical System | HRSG | HRSG | HRSG Electrical Single Line Diagrams | Vendor | Source-Grounded | Approved Source-Grounded | 5474 ¦ 5475 ¦ 5517 ¦ 5609 | Muara Tawar ¦ Fadhili ¦ Grati ¦ Karabatan ¦ Ukudu ¦ R&N | MRT-YT01-P2LB-122100 ¦ MRT-YT01-P3LB-122100 ¦ T16182-YT01-P0LB-122100 ¦ GRT-YU02-P1H-300066 ¦ GRT-YU01-P0BJC-156049 ¦ T14211-7318-02-ME-E13-001 ¦ T14211-7318-02-ME-E13-001~010 ¦ T16182-YU02-P0CYE-138142 ¦ T16182-YU02-P0CYE-139842 ¦ GRT-YU01-P0BJP-156054 ¦ T14211-7318-02-ME-B16-115 ¦ SAU4005-G011-HYA-&EFA-04941 ¦ SAU4005-G011-HYA-&EMA-04953 ¦ SAU4005-G011-HNE-&EFB-05117 | [HRSG(For Block 2)]_HRSG_ELECTRICAL SINGLE LINE DIAGRAMS ¦ [HRSG(for Block 3, 4)]_HRSG_ELECTRICAL SINGLE LINE DIAGRAMS ¦ HRSG - ELECTRICAL SINGLE LINE DIAGRAMS ¦ [HRSG]_ELECTRICAL SINGLE LINE DIAGRAMS ¦ Single Line Diagram HRSG Unit MCC ¦ HRSG_Electrical single line diagrams ¦ HRSG_ELECTRICAL SINGLE LINE DIAGRAMS ¦ SINGLE LINE DIAGRAM OF FIRE ALARM SYSTEM FOR HRSG ¦ SINGLE LINE DIAGRAM OF FIRE ALARM SYSTEM FOR CHEMICAL DOSING SHELTER FOR HRSG ¦ Single Line Diagram HRSG PDB ¦ HRSG_Single Line Diagram for Diverter & Guillotine Damper ¦ HRSG(V) - Electrical Single Line Diagrams ¦ HRSG(V) - Single Line Diagram for Diverter & Guillotine Damper ¦ HRSG(V) - CEMS Single Line Diagram for Power Distribution | Merged block-specific HRSG SLDs and HRSG(V) electrical SLDs; standardized to package-level HRSG electrical single line diagrams.
356 | HRSG Vendor Document List | HRSG | Electrical | Document | Electrical System | HRSG | HRSG | HRSG Electrical User Location | Vendor | Source-Grounded | Approved Source-Grounded | 5480 ¦ 5481 | Muara Tawar | MRT-YD00-P2LB-122109 ¦ MRT-YD00-P3LB-122109 | [HRSG(for Block 2)]_HRSG_ELECTRICAL USER LOCATION ¦ [HRSG(for Block 3, 4)]_HRSG_ELECTRICAL USER LOCATION | Merged block-specific 'Electrical User Location' documents into one standardized HRSG user location deliverable.
357 | HRSG Vendor Document List | HRSG | Electrical | List | Electrical System | Heat exchanger | Cable | HRSG Cable List | Vendor | Source-Grounded | Approved Source-Grounded | 5465 ¦ 5698 | Fadhili ¦ Grati ¦ Karabatan ¦ Turkistan ¦ Ukudu ¦ R&N | T14211-7318-02-ME-B16-117 ¦ T14211-7318-02-ME-B16-223 ¦ T14211-7318-02-ME-E29-001 ¦ T16182-YL00-P0LB-122075 ¦ T16182-YL00-P0LB-122076 ¦ GRT-YL00-P1H-300051 ¦ T14211-7318-02-ME-H20-001 ¦ T14211-7318-02-ME-B16-113 ¦ T14211-7318-02-ME-B16-229 ¦ T14211-7318-02-ME-H21-001 ¦ CCP-W-B114-02-ME-H20-0068 ¦ CCP-W-B114-02-ME-H20-1014 ¦ T16182-XL00-P0LB-122030 ¦ T16182-XL00-P0LB-122031 ¦ T16182-XN00-P0LB-122033 ¦ T16182-XV00-P0LB-122038 ¦ T16182-XV00-P0LB-122039 ¦ T16182-YK10-P0LB-122077 ¦ T16182-YT01-P0LB-122102 ¦ GRT-QA00-P0H-040007 ¦ GRT-QA00-P0H-040009 ¦ GRT-QA00-P0H-040011 ¦ GRT-XL00-P1H-300028 ¦ T14211-7318-02-ME-P06-101 ¦ T14211-7318-02-ME-B16-119 ¦ T14211-7318-02-ME-B16-219 ¦ T14211-7318-02-ME-B16-228 ¦ T14211-7318-02-ME-B16-236 ¦ T14211-7318-02-ME-P14-001 ¦ T14211-7318-02-ME-B05-241~250 ¦ T14211-7318-02-ME-P10-101 ¦ CCP-W-B114-02-ME-B15-0001 ¦ CCP-W-B114-02-ME-P10-0061 ¦ CCP-W-B114-02-ME-P14-0062 ¦ CCP-W-B114-02-ME-P10-1013 ¦ T16182-XN00-P0LB-122034 ¦ GRT-QA00-P0H-040015 ¦ GRT-XN00-P1H-300029 ¦ T14211-7318-02-ME-B16-112 ¦ T14211-7318-02-ME-B16-227 ¦ SAU4005-G011-HYA-&EPC-04939 ¦ SAU4005-G011-HNY-&MDA-04960 ¦ SAU4005-G011-HHA-&MDA-05002 ¦ SAU4005-G011-HNE-&EPC-05106 ¦ SAU4005-G011-HNE-&EPA-05112 ¦ SAU4005-G011-HYA-&EPC-04892 ¦ SAU4005-G011-HYA-&EFP-04906 ¦ SAU4005-G011-HYA-&EDA-04919 ¦ SAU4005-G011-HYA-&EDA-04925 ¦ SAU4005-G011-HNY-&MDA-04976 ¦ SAU4005-G011-HHA-&MDA-05015 ¦ SAU4005-G011-HAN-&MLU-04830 ¦ SAU4005-G011-HA_-&MPD-04883 ¦ SAU4005-G011-HA_-&MPL-04885 ¦ SAU4005-G011-HYA-&EDA-04890 ¦ SAU4005-G011-HYA-&EFP-04907 ¦ SAU4005-G011-HYA-&EEC-04908 ¦ SAU4005-G011-HYA-&EFQ-04921 ¦ SAU4005-G011-HYA-&EFQ-04936 ¦ SAU4005-G011-HNY-&MFQ-04958 ¦ SAU4005-G011-HNY-&MDA-04982 ¦ SAU4005-G011-HNY-&MDA-04998 ¦ SAU4005-G011-HHA-&MFQ-05000 ¦ SAU4005-G011-HHA-&MDA-05019 ¦ SAU4005-G011-HHA-&MDA-05026 ¦ SAU4005-G011-HHA-&MDA-05029 ¦ SAU4005-G011-___-&BAB-05068 ¦ SAU4005-G011-HHA-&MDA-05096 ¦ SAU4005-G011-HNE-&EFP-05115 ¦ SAU4005-G011-HYA-&EDA-04891 ¦ SAU4005-G011-HYA-&EDA-04918 ¦ SAU4005-G011-HNY-&MDA-04991 ¦ SAU4005-G011-HHA-&MDA-05030 | HRSG_Cable List for Diverter & Guillotine Damper ¦ HRSG_BMS Cable & Panel Terminal List for Duct Burner System ¦ HRSG_Electrical load List for HRSG ¦ HRSG - INSTRUMENT LIST ¦ HRSG - INSTRUMENT LIST FOR DUCT BURNER SYSTEM ¦ [HRSG]_INSTRUMENT LIST ¦ HRSG_Instrument List ¦ HRSG_Instrument List for Diverter & Guillotine Damper ¦ HRSG_Instrument List for Duct Burner System ¦ HRSG_Diverter Damper - Instrument List ¦ HRSG_INSTRUMENT LIST ¦ HRSG_DCS I/O LIST ¦ HRSG - LINE LIST ¦ HRSG - LINE LIST FOR DUCT BURNER SYSTEM ¦ HRSG - MOV & CV LIST ¦ HRSG - BMS PANEL PART LIST FOR DUCT BURNER SYSTEM ¦ HRSG - EQUIPMENT LIST ¦ HRSG - ALARM AND TRIP SETTING LIST FOR DUCT BURNER SYSTEM ¦ HRSG - I/O LIST FOR BMS AND CEMS ¦ [HRSG]_Welders List for HRSG Heat Exchanger ¦ [HRSG]_Welders List for HRSG HP Drum ¦ [HRSG]_Welders List for HRSG LP Drum ¦ [HRSG]_LINE LIST ¦ HRSG_MOV & CV List ¦ HRSG_Alarm and Trip Setting List for Diverter & Guillotine Damper ¦ HRSG_BMS Panel Part List for Duct Burner System ¦ HRSG_Line List for Duct Burner System ¦ HRSG_Alarm and Trip Setting List for Duct Burner System ¦ HRSG_Line list with electronic file(EXCEL) ¦ HRSG_Vent & Drain Line (Module /Field weld) ¦ HRSG_Thermal Insulation List ¦ HRSG_Valves List ¦ HRSG_Lines List ¦ HRSG_Diverter Damper - Valves List ¦ HRSG_MOV LIST ¦ HRSG_LINE LIST ¦ HRSG - VALVE LIST FOR DUCT BURNER SYSTEM ¦ Welders List for HRSG Piping ¦ [HRSG]_VALVE LIST ¦ [HRSG]_Welders List for HRSG Piping ¦ HRSG_EXTERNAL PIPING LINE LIST ¦ HRSG_Valve List for Diverter & Guillotine Damper ¦ HRSG_Valve List for Duct Burner System ¦ HRSG_CONTROL VALVE LIST ¦ HRSG(V) - Electrical Load List ¦ HRSG(V) - Cable List for SCR ¦ HRSG(V) - Cable List for Duct Burner ¦ HRSG(V) - CEMS Electrical Load List ¦ HRSG(V) - CEMS Cable list ¦ HRSG(V) - Instrument List ¦ HRSG(V) - DCS I/O List ¦ HRSG(V) - Instrument List for Diverter & Guillotine Damper ¦ HRSG(V) - PLC I/O List for Diverter Damper (include Datalink IO list) ¦ HRSG(V) - Instrument List for SCR ¦ HRSG(V) - Instrument List for Duct Burner ¦ HRSG(V) - Vent & Drain Line (Module /Field weld) ¦ HRSG(V) - Line List ¦ HRSG(V) - Terminal Point List ¦ HRSG(V) - MOV List ¦ HRSG(V) - Alarm Set Point List ¦ HRSG(V) - Utility Consumption List ¦ HRSG(V) - Alarm and Trip Setting List for Diverter & Guillotine Damper ¦ HRSG(V) - Alarm and Trip Setting List for for CEMS ¦ HRSG(V) - Alarm and Trip Setting List for SCR ¦ HRSG(V) - Line List for SCR ¦ HRSG(V) - I/O List for SCR ¦ HRSG(V) - Alarm and Trip Setting List for Duct Burner ¦ HRSG(V) - Line List for Duct Burner ¦ HRSG(V) - BMS Communication List ¦ HRSG(V) - I/O List for DUCT BURNER ¦ HRSG(V) - Equipment List ¦ HRSG(V) - BMS IO List ¦ HRSG(V) - CEMS I/O Signals exchange List ¦ HRSG(V) - Control Valve List ¦ HRSG(V) - Valve List for Diverter & Guillotine Damper ¦ HRSG(V) - Valve List for SCR ¦ HRSG(V) - Valve List for Duct Burner | Standardized cable list deliverable (including diverter & guillotine damper references) into a package-level cable list.
358 | HRSG Vendor Document List | HRSG | Electrical | List | Electrical System | Heat exchanger | HRSG | HRSG Electrical Load List | Vendor | Source-Grounded | Approved Source-Grounded | 5465 ¦ 5698 | Fadhili ¦ Grati ¦ Karabatan ¦ Turkistan ¦ Ukudu ¦ R&N | T14211-7318-02-ME-B16-117 ¦ T14211-7318-02-ME-B16-223 ¦ T14211-7318-02-ME-E29-001 ¦ T16182-YL00-P0LB-122075 ¦ T16182-YL00-P0LB-122076 ¦ GRT-YL00-P1H-300051 ¦ T14211-7318-02-ME-H20-001 ¦ T14211-7318-02-ME-B16-113 ¦ T14211-7318-02-ME-B16-229 ¦ T14211-7318-02-ME-H21-001 ¦ CCP-W-B114-02-ME-H20-0068 ¦ CCP-W-B114-02-ME-H20-1014 ¦ T16182-XL00-P0LB-122030 ¦ T16182-XL00-P0LB-122031 ¦ T16182-XN00-P0LB-122033 ¦ T16182-XV00-P0LB-122038 ¦ T16182-XV00-P0LB-122039 ¦ T16182-YK10-P0LB-122077 ¦ T16182-YT01-P0LB-122102 ¦ GRT-QA00-P0H-040007 ¦ GRT-QA00-P0H-040009 ¦ GRT-QA00-P0H-040011 ¦ GRT-XL00-P1H-300028 ¦ T14211-7318-02-ME-P06-101 ¦ T14211-7318-02-ME-B16-119 ¦ T14211-7318-02-ME-B16-219 ¦ T14211-7318-02-ME-B16-228 ¦ T14211-7318-02-ME-B16-236 ¦ T14211-7318-02-ME-P14-001 ¦ T14211-7318-02-ME-B05-241~250 ¦ T14211-7318-02-ME-P10-101 ¦ CCP-W-B114-02-ME-B15-0001 ¦ CCP-W-B114-02-ME-P10-0061 ¦ CCP-W-B114-02-ME-P14-0062 ¦ CCP-W-B114-02-ME-P10-1013 ¦ T16182-XN00-P0LB-122034 ¦ GRT-QA00-P0H-040015 ¦ GRT-XN00-P1H-300029 ¦ T14211-7318-02-ME-B16-112 ¦ T14211-7318-02-ME-B16-227 ¦ SAU4005-G011-HYA-&EPC-04939 ¦ SAU4005-G011-HNY-&MDA-04960 ¦ SAU4005-G011-HHA-&MDA-05002 ¦ SAU4005-G011-HNE-&EPC-05106 ¦ SAU4005-G011-HNE-&EPA-05112 ¦ SAU4005-G011-HYA-&EPC-04892 ¦ SAU4005-G011-HYA-&EFP-04906 ¦ SAU4005-G011-HYA-&EDA-04919 ¦ SAU4005-G011-HYA-&EDA-04925 ¦ SAU4005-G011-HNY-&MDA-04976 ¦ SAU4005-G011-HHA-&MDA-05015 ¦ SAU4005-G011-HAN-&MLU-04830 ¦ SAU4005-G011-HA_-&MPD-04883 ¦ SAU4005-G011-HA_-&MPL-04885 ¦ SAU4005-G011-HYA-&EDA-04890 ¦ SAU4005-G011-HYA-&EFP-04907 ¦ SAU4005-G011-HYA-&EEC-04908 ¦ SAU4005-G011-HYA-&EFQ-04921 ¦ SAU4005-G011-HYA-&EFQ-04936 ¦ SAU4005-G011-HNY-&MFQ-04958 ¦ SAU4005-G011-HNY-&MDA-04982 ¦ SAU4005-G011-HNY-&MDA-04998 ¦ SAU4005-G011-HHA-&MFQ-05000 ¦ SAU4005-G011-HHA-&MDA-05019 ¦ SAU4005-G011-HHA-&MDA-05026 ¦ SAU4005-G011-HHA-&MDA-05029 ¦ SAU4005-G011-___-&BAB-05068 ¦ SAU4005-G011-HHA-&MDA-05096 ¦ SAU4005-G011-HNE-&EFP-05115 ¦ SAU4005-G011-HYA-&EDA-04891 ¦ SAU4005-G011-HYA-&EDA-04918 ¦ SAU4005-G011-HNY-&MDA-04991 ¦ SAU4005-G011-HHA-&MDA-05030 | HRSG_Cable List for Diverter & Guillotine Damper ¦ HRSG_BMS Cable & Panel Terminal List for Duct Burner System ¦ HRSG_Electrical load List for HRSG ¦ HRSG - INSTRUMENT LIST ¦ HRSG - INSTRUMENT LIST FOR DUCT BURNER SYSTEM ¦ [HRSG]_INSTRUMENT LIST ¦ HRSG_Instrument List ¦ HRSG_Instrument List for Diverter & Guillotine Damper ¦ HRSG_Instrument List for Duct Burner System ¦ HRSG_Diverter Damper - Instrument List ¦ HRSG_INSTRUMENT LIST ¦ HRSG_DCS I/O LIST ¦ HRSG - LINE LIST ¦ HRSG - LINE LIST FOR DUCT BURNER SYSTEM ¦ HRSG - MOV & CV LIST ¦ HRSG - BMS PANEL PART LIST FOR DUCT BURNER SYSTEM ¦ HRSG - EQUIPMENT LIST ¦ HRSG - ALARM AND TRIP SETTING LIST FOR DUCT BURNER SYSTEM ¦ HRSG - I/O LIST FOR BMS AND CEMS ¦ [HRSG]_Welders List for HRSG Heat Exchanger ¦ [HRSG]_Welders List for HRSG HP Drum ¦ [HRSG]_Welders List for HRSG LP Drum ¦ [HRSG]_LINE LIST ¦ HRSG_MOV & CV List ¦ HRSG_Alarm and Trip Setting List for Diverter & Guillotine Damper ¦ HRSG_BMS Panel Part List for Duct Burner System ¦ HRSG_Line List for Duct Burner System ¦ HRSG_Alarm and Trip Setting List for Duct Burner System ¦ HRSG_Line list with electronic file(EXCEL) ¦ HRSG_Vent & Drain Line (Module /Field weld) ¦ HRSG_Thermal Insulation List ¦ HRSG_Valves List ¦ HRSG_Lines List ¦ HRSG_Diverter Damper - Valves List ¦ HRSG_MOV LIST ¦ HRSG_LINE LIST ¦ HRSG - VALVE LIST FOR DUCT BURNER SYSTEM ¦ Welders List for HRSG Piping ¦ [HRSG]_VALVE LIST ¦ [HRSG]_Welders List for HRSG Piping ¦ HRSG_EXTERNAL PIPING LINE LIST ¦ HRSG_Valve List for Diverter & Guillotine Damper ¦ HRSG_Valve List for Duct Burner System ¦ HRSG_CONTROL VALVE LIST ¦ HRSG(V) - Electrical Load List ¦ HRSG(V) - Cable List for SCR ¦ HRSG(V) - Cable List for Duct Burner ¦ HRSG(V) - CEMS Electrical Load List ¦ HRSG(V) - CEMS Cable list ¦ HRSG(V) - Instrument List ¦ HRSG(V) - DCS I/O List ¦ HRSG(V) - Instrument List for Diverter & Guillotine Damper ¦ HRSG(V) - PLC I/O List for Diverter Damper (include Datalink IO list) ¦ HRSG(V) - Instrument List for SCR ¦ HRSG(V) - Instrument List for Duct Burner ¦ HRSG(V) - Vent & Drain Line (Module /Field weld) ¦ HRSG(V) - Line List ¦ HRSG(V) - Terminal Point List ¦ HRSG(V) - MOV List ¦ HRSG(V) - Alarm Set Point List ¦ HRSG(V) - Utility Consumption List ¦ HRSG(V) - Alarm and Trip Setting List for Diverter & Guillotine Damper ¦ HRSG(V) - Alarm and Trip Setting List for for CEMS ¦ HRSG(V) - Alarm and Trip Setting List for SCR ¦ HRSG(V) - Line List for SCR ¦ HRSG(V) - I/O List for SCR ¦ HRSG(V) - Alarm and Trip Setting List for Duct Burner ¦ HRSG(V) - Line List for Duct Burner ¦ HRSG(V) - BMS Communication List ¦ HRSG(V) - I/O List for DUCT BURNER ¦ HRSG(V) - Equipment List ¦ HRSG(V) - BMS IO List ¦ HRSG(V) - CEMS I/O Signals exchange List ¦ HRSG(V) - Control Valve List ¦ HRSG(V) - Valve List for Diverter & Guillotine Damper ¦ HRSG(V) - Valve List for SCR ¦ HRSG(V) - Valve List for Duct Burner | Merged repeated electrical load list references across HRSG and HRSG(V) sources.
359 | HRSG Vendor Document List | HRSG | Electrical | Drawing | Electrical System | Instrument Rack | Power Distribution Panel | Power Distribution Panel Drawings | Vendor | Source-Grounded | Approved Source-Grounded | 5575 ¦ 6621 | R&N ¦ Fadhili ¦ Grati ¦ Karabatan ¦ Turkistan ¦ Ukudu | SAU4005-G011-HYA-&ELB-04932 ¦ SAU4005-G011-HYA-&EEC-04944 ¦ SAU4005-G011-HYA-&EDA-04896 ¦ SAU4005-G011-HYA-&EFC-04926 ¦ SAU4005-G011-HNY-&MDA-04963 ¦ SAU4005-G011-HNY-&MDA-04984 ¦ SAU4005-G011-HNE-&EDA-04993 ¦ SAU4005-G011-HHA-&MDA-05005 ¦ SAU4005-G011-HHA-&MLU-05020 ¦ SAU4005-G011-HAA-&MLU-04826 ¦ SAU4005-G011-HAX-&MDA-04837 ¦ SAU4005-G011-LCQ-&MDA-04838 ¦ SAU4005-G011-LBF-&MDA-04839 ¦ SAU4005-G011-HNE-&MDA-04840 ¦ SAU4005-G011-HAA-&MLU-04842 ¦ SAU4005-G011-HAY-&MDA-04844 ¦ SAU4005-G011-H__-&MDB-04850 ¦ SAU4005-G011-H__-&MDB-04851 ¦ SAU4005-G011-SMH-&MDA-04853 ¦ SAU4005-G011-LCP-&MDA-04854 ¦ SAU4005-G011-H__-&MTB-04856 ¦ SAU4005-G011-HYA-&EDA-04895 ¦ SAU4005-G011-HYA-&EDA-04898 ¦ SAU4005-G011-HYA-&EDA-04903 ¦ SAU4005-G011-HNE-&EDA-04929 ¦ SAU4005-G011-HYA-&EEC-04942 ¦ SAU4005-G011-HNY-&MDA-04964 ¦ SAU4005-G011-HNY-&MLU-04968 ¦ SAU4005-G011-HNY-&MLU-04970 ¦ SAU4005-G011-HNY-&MDA-04978 ¦ SAU4005-G011-HNY-&MDA-04985 ¦ SAU4005-G011-HNY-&MDA-04992 ¦ SAU4005-G011-HHA-&MDA-05021 ¦ SAU4005-G011-HHA-&MDA-05031 ¦ SAU4005-G011-HHA-&MDA-05032 ¦ SAU4005-G011-HHA-&MDA-05033 ¦ SAU4005-G011-HHA-&MDA-05034 ¦ SAU4005-G011-HNY-&MLU-05129 ¦ SAU4005-G011-HNY-&MLU-05133 ¦ SAU4005-G011-HNY-&MDA-05147 ¦ SAU4005-G011-HA_-&MPA-04880 ¦ SAU4005-G011-HNY-&MLU-05131 ¦ T16182-YT02-P0LB-122094 ¦ T16182-YT01-P0LB-122095 ¦ T14211-7318-02-ME-H21-101 ¦ T14211-7318-02-ME-H21-102 ¦ T14211-7318-02-ME-E14-001 ¦ T14211-7318-02-ME-B16-211 ¦ T14211-7318-02-ME-B16-213 ¦ T16182-YD00-P0LB-122006 ¦ T16182-CN00-P0LB-122040 ¦ T16182-YD00-P0LB-122049 ¦ T16182-YD00-P0LB-122050 ¦ T16182-YT01-P0LB-122051 ¦ T16182-YD00-P0LB-122052 ¦ T16182-YD00-P0LB-122054 ¦ T16182-YD00-P0LB-122056 ¦ T16182-VN02-P0LB-122089 ¦ T16182-VN02-P0LB-122090 ¦ T16182-YS00-P0LB-122091 ¦ T16182-YT01-P0LB-122093 ¦ T16182-YT01-P0LB-122096 ¦ T16182-YT01-P0LB-122097 ¦ T16182-YT01-P0LB-122098 ¦ T16182-UE00-P0LB-122111 ¦ GRT-YD00-P1H-300035 ¦ GRT-YD00-P1H-300037 ¦ GRT-YD00-P1H-300039 ¦ GRT-YD00-P1H-300040 ¦ GRT-YT01-P1H-300059 ¦ GRT-YT01-P1H-300060 ¦ GRT-YT01-P1H-300061 ¦ GRT-YT01-P1H-300063 ¦ GRT-YT02-P1H-300065 ¦ GRT-YT01-P1H-300069 ¦ T14211-7318-02-ME-P05-101 ¦ T14211-7318-02-ME-P05-102 ¦ T14211-7318-02-ME-P05-103 ¦ T14211-7318-02-ME-H21-103 ¦ T14211-7318-02-ME-H21-104 ¦ T14211-7318-02-ME-H21-105 ¦ T14211-7318-02-ME-H21-106 ¦ T14211-7318-02-ME-B16-011 ¦ T14211-7318-02-ME-B16-021 ¦ T14211-7318-02-ME-B16-041 ¦ T14211-7318-02-ME-B16-071 ¦ T14211-7318-02-ME-B16-107 ¦ T14211-7318-02-ME-B16-108 ¦ T14211-7318-02-ME-B16-208 ¦ T14211-7318-02-ME-B16-209 ¦ T14211-7318-02-ME-B16-210 ¦ T14211-7318-02-ME-B16-237 ¦ T14211-7318-02-ME-B05-106 ¦ T14211-7318-02-ME-B05-108 ¦ T14211-7318-02-ME-H05-001 ¦ CCP-W-B114-02-ME-B05-0023 ¦ CCP-W-B114-02-ME-H21-0081 ¦ CCP-W-B114-02-ME-B05-0015 ¦ CCP-W-B114-02-ME-B05-0021 ¦ CCP-W-B114-02-ME-B05-0022 ¦ CCP-W-B114-02-ME-B16-0028 ¦ CCP-W-B114-02-ME-B16-0030 ¦ CCP-W-B114-02-ME-B16-0032 ¦ CCP-W-B114-02-ME-B05-0034 ¦ CCP-W-B114-02-ME-B16-0035 ¦ T16182-YK00-P0LB-122073 ¦ GRT-YK09-P1H-300049 ¦ T14211-7318-02-ME-P99-001 | HRSG(V) - Nozzle Orientation and Cable Route Drawing for CEMS ¦ HRSG(V) - Lighting and Small Power Distribution Panel Drawings ¦ HRSG(V) - Control Valve Data Sheet/Drawings ¦ HRSG(V) - PLC HMI Drawing for Diverter Damper ¦ HRSG(V) - Control Valve Data Sheet & Drawings for SCR ¦ HRSG(V) - Junction Box Drawing for SCR ¦ HRSG(V) - SPEC. & Drawing of Analyzer for SCR ¦ HRSG(V) - Control Valve Data Sheet & Drawings for Duct Burner ¦ HRSG(V) - Junction Box Drawing for Duct Burner ¦ HRSG(V) - Typical Drawing for Drum Insulation ¦ HRSG(V) - Desuperheater Data Sheet & Drawings ¦ HRSG(V) - Spec. & Drawing for Blowdown Tank Pump ¦ HRSG(V) - Spec. & Drawing for Safety & Relief Valve ¦ HRSG(V) - Spec. & Drawing for Stack Damper ¦ HRSG(V) - Spec. & Drawing for Deaerator ¦ HRSG(V) - Spec. & Drawing for Boiler Stress Evaluator System ¦ HRSG(V) - HPU Specification & Drawing for Diverter & Guillotine Damper ¦ HRSG(V) - Hoist Specification & Drawing for Diverter & Guillotine Damper ¦ HRSG(V) - Spec. & Drawing for Hoist ¦ HRSG(V) - Spec. & Drawing for Recirculation Pump ¦ HRSG(V) - Name Plate Drawing ¦ HRSG(V) - MOV Data Sheet/Drawings ¦ HRSG(V) - Drum Level Gauge Datasheet/Drawings ¦ HRSG(V) - Remote Drum Level Indicator Datasheet/Drawings ¦ HRSG(V) - SPEC. & Drawing for CEMS ¦ HRSG(V) - Power Distribution Panel Drawings ¦ HRSG(V) - Catalyst Data Sheet & Drawings for SCR ¦ HRSG(V) - Dilution Tank Drawing for SCR ¦ HRSG(V) - Ammonia Distribution Header Drawing ¦ HRSG(V) - SPECIAL ITEM LIST AND DRAWING FOR SCR ¦ HRSG(V) - Local Panel Drawing for SCR ¦ HRSG(V) - Valve Drawing for SCR ¦ HRSG(V) - Local Panel / Control Panel Drawing for Duct Burner ¦ HRSG(V) - Valve Drawing for Duct Burner ¦ HRSG(V) - SPEC. & Drawing of Flame Scanner for Duct Burner ¦ HRSG(V) - SPEC. & Drawing of Ignition Burner for Duct Burner ¦ HRSG(V) - Hazardous Area Classification Specification & Drawing for Duct Burner ¦ HRSG(V) - Measurement Socket Drawing for SCR ¦ HRSG(V) - Equipment Insulation Drawing for SCR ¦ HRSG(V) – Hot Gas Circulation Fan VFD Drawing for SCR ¦ HRSG(V) - Specialty List and Drawing for HRSG Piping ¦ HRSG(V) - Piping Insulation Drawing for SCR ¦ HRSG - LOCAL INSTRUMENT DATASHEET & DRAWINGS ¦ HRSG - TRANSMITTER DATASHEET & DRAWINGS ¦ [DCR] Change HRSG Control valve drawings ¦ HRSG_Local Instrument Data Sheet/Drawings ¦ HRSG_Transmitter Data Sheet/Drawings ¦ HRSG_Power Distribution Panel and Junction Box Drawings ¦ HRSG_Instrument Air Header Drawing for Duct Burner System ¦ HRSG_I & C Architecture Drawing for Duct Burner System ¦ HRSG_SPEC. & DRAWING FOR VOC ANALYZER ¦ HRSG_CONTROL VALVE DATA SHEET & DRAWINGS ¦ HRSG_ TRANSMITTER DATA SHEET & DRAWINGS &CATALOG ¦ HRSG_JUNCTION BOX & INSTRUMENT RACK DRAWING ¦ HRSG - SPEC. & DRAWING FOR HOIST ¦ HRSG - HAZARDOUS AREA CLASSIFICATION SPECIFICATION & DRAWING FOR DUCT BURNER SYSTEM ¦ HRSG - SPEC. & DRAWING FOR STEAM DRUM ¦ HRSG - SPEC. & DRAWING FOR BLOWDOWN PUMP ¦ HRSG - SPEC. & DRAWING FOR SAFETY & RELIEF VALVE ¦ HRSG - SPEC. & DRAWING FOR STACK DAMPER ¦ HRSG - SPEC. & DRAWING FOR DEAERATOR & STORAGE TANK ¦ HRSG - POWER DISTRIBUTION PANEL DRAWINGS ¦ HRSG - MOV DATASHEET & DRAWINGS ¦ HRSG - CV DATASHEET & DRAWINGS ¦ HRSG - DESH. DATASHEET & DRAWINGS ¦ HRSG - CEMS DATASHEET & DRAWINGS ¦ HRSG - DRUM LEVEL GAUGE DATASHEET & DRAWINGS ¦ HRSG - FLOW ELEMENT DATASHEET & DRAWINGS ¦ HRSG - REMOTE DRUM LEVEL INDICATOR DATASHEET & DRAWINGS ¦ HRSG – PERPENDICULAR BAFFLE AND TIE PLATE ASSY DRAWINGS ¦ [HRSG]_SPEC. & DRAWING FOR STEAM DRUM ¦ [HRSG]_POWER DISTRIBUTION PANEL DRAWINGS ¦ [HRSG]_SPEC. & DRAWING FOR SAFETY & RELIEF VALVE ¦ [HRSG]_SPEC. & DRAWING FOR STACK DAMPER ¦ [HRSG]_MOV DATASHEET & DRAWINGS ¦ [HRSG]_CV DATASHEET & DRAWINGS ¦ [HRSG]_DESH. DATASHEET & DRAWINGS ¦ [HRSG]_CEMS DATASHEET & DRAWINGS ¦ [HRSG]_REMOTE DRUM LEVEL INDICATOR DATASHEET & DRAWINGS ¦ [HRSG]_ SPEC. & DRAWING FOR PREHEATER RECIRCULATION PUMP ¦ HRSG_MOV Data Sheet/Drawings ¦ HRSG_CV Data Sheet/Drawings ¦ HRSG_Desh. Data Sheet/Drawings ¦ HRSG_Drum Level Gauge Data Sheet/Drawings ¦ HRSG_Flow Element Data Sheet/Drawings ¦ HRSG_Remote Drum Level Indicator Datasheet/Drawings ¦ HRSG_CEMS Data Sheet/Drawings ¦ HRSG_SPEC. & DRAWING FOR SAFETY & RELIEF VALVE ¦ HRSG_SPEC. & DRAWING FOR STACK DAMPER ¦ HRSG_SPEC. & DRAWING FOR DEAERATOR, STORAGE TANK ¦ HRSG_SPEC. & DRAWING FOR CPH RECIRCULATION PUMP ¦ HRSG_Electric Actuator Specification & Drawing for Diverter & Guillotine Damper ¦ HRSG_Hoist Specification & Drawing for Diverter & Guillotine Damper ¦ HRSG_Fuel Gas Header Drawing for Duct Burner System ¦ HRSG_Ignition Gas Header Drawing for Duct Burner System ¦ HRSG_Cooling Air Header Drawing for Duct Burner System ¦ HRSG_Hazardous Area Classification Specification & Drawing for Duct Burner System ¦ HRSG_Manhole Cover for H.P Steam Drum ¦ HRSG_TYPICAL DRAWING FOR DRUM INSULATION ¦ HRSG_Power Distribution Panel Drawings ¦ HRSG_LP Drum Drawings ¦ HRSG_Spec. & Drawing of CEMS ¦ HRSG_HP Drum Drawings ¦ HRSG_Continuous Blowdown Tank Drawings ¦ HRSG_Atmospheric Blowdown Tank Drawings ¦ HRSG_Spec. & Drawing of Drain Pump ¦ HRSG_Spec. & Drawing of Exhaust Stack Damper ¦ HRSG_Spec. & Drawing of Deaerator ¦ HRSG_Spec. & Drawing of Hoist ¦ HRSG_Spec. & Drawing of Recirculation Pump ¦ HRSG_SPEC. & DRAWING FOR DESUPERHEATER ¦ HRSG_SPEC. & DRAWING FOR BLOW DOWN TANK ¦ HRSG_SPEC. & DRAWING FOR DEAERATOR ¦ HRSG_SPEC. & DRAWING FOR HOIST ¦ HRSG_SPEC. & DRAWING FOR RECIRCULATION PUMP ¦ HRSG_SPEC. & DRAWING FOR DIVERTER DAMPER ¦ HRSG_SPEC. & DRAWING FOR SCR ¦ AIG ARRAGEMENT DRAWING FOR HRSG SCR ¦ AMMONIA DISTRIBUTION HEADER DRAWING FOR HRSG SCR ¦ CATALYST DATA SHEET & DRAWING FOR HRSG SCR ¦ CATALYST BLOCK DRAWING FOR HRSG SCR ¦ EYE SHOWER DRAWING FOR HRSG SCR ¦ HRSG_SPEC. & DRAWING FOR CEMS ¦ HRSG_SPECIALTY DATA SHEET & DRAWING ¦ HRSG_MOV DATA SHEET & DRAWINGS ¦ HRSG LEVEL GAUGE DATA SHEET & DRAWINGS & CATALOG ¦ HRSG_REMOTE DRUM LEVEL INDICATOR DATASHEET/DRAWINGS CATALOG ¦ HRSG_ LOCAL GAUGE AND TEMPERATURE ELEMENT DATA SHEET&DRAWINGS &CATALOG ¦ HRSG_ LEVEL SWITCH DATA SHEET & DRAWINGS &CATALOG ¦ HRSG_ FLOW ELEMENT DATA SHEET & DRAWINGS &CATALOG ¦ HRSG_POWER DISTRIBUTION PANEL DRAWINGS ¦ HRSG_NAME PLATE DRAWING ¦ HRSG - SPECIALTY DRAWING FOR EXTERNAL PIPING ¦ [HRSG]_SPECIALTY DRAWING FOR EXTERNAL PIPING ¦ HRSG_SPECIALTY DRAWING FOR HRSG EXTERNAL PIPING ¦ HRSG_MANUAL VALVE LIST & DRAWINGS | Combined PDB/power distribution panel drawing references into a single standardized deliverable.
360 | HRSG Vendor Document List | HRSG | Electrical | Detail Drawing | Instrument & Control System | Bypass stack | HRSG | HRSG Instrument Installation Detail Drawings | Vendor | Source-Grounded | Approved Source-Grounded | 5596 ¦ 6898 ¦ 6899 ¦ 6900 | Fadhili ¦ Grati ¦ Karabatan ¦ R&N ¦ Turkistan ¦ Ukudu ¦ Muara Tawar | SAU4005-G000-B__-&EMA-00693 ¦ T16182-YK00-P0LB-122072 ¦ GRT-YK01-P1H-300048 ¦ T14211-7318-02-ME-H24-001 ¦ T14211-7318-02-ME-H24-001~200 ¦ T16182-XB02-P0LB-122019 ¦ T16182-YD00-P0LB-122055 ¦ T16182-YK00-P0LB-122071 ¦ GRT-YD00-P1H-300036 ¦ T14211-7318-02-ME-B33-004 ¦ T14211-7318-02-ME-B05-101 ¦ T14211-7318-02-ME-B16-126 ¦ T14211-7318-02-ME-B05-152 ¦ T14211-7318-02-ME-B16-106 ¦ T14211-7318-02-ME-B16-109 ¦ T14211-7318-02-ME-B05-102 ¦ T14211-7318-02-ME-B05-201~240 ¦ CCP-W-B114-02-ME-P05-0074 ¦ CCP-W-B114-02-ME-P05-0078 ¦ CCP-W-B114-02-ME-P05-0081 ¦ T16182-YK01-P0LB-122074 ¦ GRT-YK10-P1H-300050 ¦ T14211-7318-02-ME-P05-001 ¦ T14211-7318-02-ME-B05-201 ¦ MRT-YK00-P2LB-122072 ¦ MRT-YK01-P2LB-122074 ¦ MRT-YK00-P3LB-122072 ¦ MRT-YK01-P3LB-122074 ¦ SAU4005-G011-HYA-&ELD-04914 ¦ SAU4005-G011-HAA-&MDD-04822 ¦ SAU4005-G011-HAA-&MDD-04823 ¦ SAU4005-G011-HAA-&MDD-04824 ¦ SAU4005-G011-HAA-&MDD-04825 ¦ SAU4005-G011-HAA-&MLU-04828 ¦ SAU4005-G011-HAA-&MLU-04829 ¦ SAU4005-G011-HYA-&ELU-04915 ¦ SAU4005-G011-HAA-&MTC-05071 ¦ SAU4005-G011-HAA-&MTC-05072 ¦ SAU4005-G011-HNY-&MLU-05128 ¦ SAU4005-G011-H__-&MDD-05141 ¦ SAU4005-G011-HA_-&MPA-04879 | Cable Interconnection document for HRSG and Auxiliaries (Termination details in Excel File) ¦ HRSG - INSTRUMENT INSTALLATION DETAIL DRAWINGS ¦ [HRSG]_INSTRUMENT INSTALLATION DETAIL DRAWINGS ¦ [DCR] Change HRSG Instrument installation detail drawing (GRT-YK01-P1H-300048) ¦ [DCR] Modification of HRSG Instrument installation detail drawing (GRT-YK01-P1H-300048) ¦ HRSG_Instrument Installation Detail Drawings ¦ HRSG_INSTRUMENT INSTALLATION DETAIL DRAWINGS ¦ HRSG - ANCHOR BOLT & TEMPLATE DETAIL FOR STACK ¦ HRSG - EQUIPMENT OUTLINE DRAWING FOR BLOWDOWN TANK ¦ HRSG - LINK ASSEMBLY DRAWING ¦ [HRSG]_EQUIPMENT OUTLINE DRAWING FOR BLOWDOWN TANK ¦ HRSG_Anchor bolt & template detail for HRSG main stack ¦ HRSG_Assembly drawing for HP Steam Drum ¦ HRSG_Shop Assembly drawing for Transition Inlet duct ¦ HRSG_Equipment Outline Drawing for Blowdown Tank ¦ HRSG_Detailed Flange Interface Drawing at Terminal Point for Diverter & Guillotine Damper ¦ HRSG_Local Panel Assembly Drawing for Diverter & Guillotine Damper ¦ HRSG_Detail of External Attachment for H.P Steam Drum ¦ HRSG_Link Assembly Drawing ¦ HRSG_LB On-Off Valves - Assembly Drawings ¦ HRSG_SB On-Off Valves - Assembly Drawings ¦ HRSG_Drain Valves - Assembly Drawings ¦ HRSG_BASE PLATE AND ANCHOR BOLT DETAIL FOR HRSG MAIN STACK ¦ HRSG_BASE PLATE AND ANCHOR BOLT DETAIL FOR BYPASS STACK ¦ HRSG - MANUAL VALVE ASSEMBLY DRAWING FOR EXTERNAL PIPING ¦ [HRSG]_MANUAL VALVE ASSEMBLY DRAWING FOR EXTERNAL PIPING ¦ HRSG_MANUAL VALVE ASSEMBLY DRAWING FOR HRSG EXTERNAL PIPING ¦ HRSG_Assembly drawing for Link pipe ¦ [HRSG(For Block 2)]_HRSG_INSTRUMENT INSTALLATION DETAIL DRAWINGS ¦ [HRSG(For Block 2)]_HRSG_MANUAL VALVE ASSEMBLY DRAWING FOR EXTERNAL PIPING ¦ [HRSG(For Block 3, 4)]_HRSG_INSTRUMENT INSTALLATION DETAIL DRAWINGS ¦ [HRSG(For Block 3, 4)]_HRSG_MANUAL VALVE ASSEMBLY DRAWING FOR EXTERNAL PIPING ¦ HRSG(V) - Instrument Installation Detail Drawings ¦ HRSG(V) - Assembly Drawing of Steam Drum ¦ HRSG(V) - Detail of External Attachment of Steam Drum ¦ HRSG(V) - Internal Assembly Drawing of Steam Drum ¦ HRSG(V) - HP Steam Drum Name Plate Detail ¦ HRSG(V) - Equipment Outline Drawing for Blowdown Tank ¦ HRSG(V) - Link Assembly Drawing ¦ HRSG(V) - Local Panel Assembly Drawing for Diverter & Guillotine Damper ¦ HRSG(V) - Internal Tray Enclosure Detail for Deaerator ¦ HRSG(V) - Internal Spray Header Detail for Deaerator ¦ HRSG(V) - Assembly Drawing for Ammonia Unloading Area Shed ¦ HRSG(V) – HP, RH Section Dissimilar Metal Weld Analysis Report ¦ HRSG(V) - Manual Valve List and ASSEMBLY Drawing for HRSG Piping | Standardized repeated instrument installation detail drawings into one deliverable; mapped to I&C installation detail scope. ¦ Merged installation detail drawing deliverables across blocks/projects; separated from manual valve assembly drawing for HRSG piping.
361 | HRSG Vendor Document List | HRSG | Electrical | Technical Data Sheet | Instrument & Control System | CONTROL VALVE | Junction Box | Duct Burner System Junction Box Data Sheet | Vendor | Source-Grounded | Approved Source-Grounded | 5466 | Fadhili ¦ Grati ¦ Karabatan ¦ Turkistan ¦ Ukudu | GRT-YT01-P0BJC-156051 ¦ T14211-7318-02-ME-B16-231 ¦ T16182-YT01-P0LB-122060 ¦ T16182-YT01-P0LB-122105 ¦ T16182-YT01-P0LB-122106 ¦ T14211-7318-02-ME-B16-114 ¦ T14211-7318-02-ME-B16-230 ¦ CCP-W-B114-02-ME-H21-1015 ¦ T16182-YT01-P0LB-122042 ¦ GRT-YT01-P0BJP-156315 ¦ GRT-YT01-P0BJ0-156315 ¦ GRT-YT01-P0BJN-156310 ¦ T14211-7318-ME-TDS-0001 ¦ T14211-7318-02-ME-E14-002 ¦ CCP-W-B114-02-ME-P99-0059 ¦ CCP-W-B114-02-ME-P05-0072 ¦ CCP-W-B114-02-ME-F01-0026 ¦ CCP-W-B114-02-ME-B05-1007 ¦ CCP-W-B114-02-ME-P05-0076 ¦ CCP-W-B114-02-ME-P05-0079 | Data Sheet HRSG Unit MCC ¦ HRSG_Cable Data Sheet for Duct Burner System ¦ HRSG - JUNCTION BOX DATASHEET FOR DUCT BURNER SYSTEM ¦ HRSG - INSTRUMENT SPECIFICATION & DATASHEET FOR DUCT BURNER SYSTEM ¦ HRSG - SHUT OFF AND CONTROL VALVE DATASHEET FOR DUCT BURNER SYSTEM ¦ HRSG_Instrument Data Sheet for Diverter & Guillotine Damper ¦ HRSG_Instruments & Control Valves Data Sheets for Duct Burner System ¦ HRSG_Diverter Damper - Instrument Data Sheet ¦ HRSG - COOLING AIR FAN & MOTOR DATASHEET FOR DUCT BURNER SYSTEM ¦ Data Sheet HRSG PDB-3 ¦ Data Sheet HRSG PDB-2 ¦ Data Sheet HRSG PDB-1 ¦ Technical Datasheet for HRSG ¦ HRSG_Aircraft warning light data sheet ¦ HRSG_Filters Data Sheet ¦ HRSG_LB On-Off Valves – Actuator Datasheet ¦ HRSG_Job Themal Data Sheet ¦ HRSG_Diverter Damper - Data Sheet ¦ HRSG_SB On-Off Valves - Actuator Datasheet ¦ HRSG_Drain Valves - Actuator Datasheet ¦ AMMONIA INJECTION NOZZLE DATA SHEET FOR HRSG SCR | Split out junction box datasheet from combined datasheet list; maintained HRSG duct burner context.
362 | HRSG Vendor Document List | HRSG | Electrical | Technical Specification | Instrument & Control System | Cable | Local Gauge and Temp. Element | Local Gauge and Temperature Element Specification | Vendor | Source-Grounded | Approved Source-Grounded | 20 | R&N | SAU4005-G011-HB_-&MEC-05070 ¦ SAU4005-G011-HYA-&EEC-04949 ¦ SAU4005-G011-HYA-&EDA-04901 ¦ SAU4005-G011-HYA-&EDB-04933 ¦ SAU4005-G011-HNY-&MDB-04990 ¦ SAU4005-G011-HHA-&MDB-05022 ¦ SAU4005-G011-ZEN-&MDC-05040 | HRSG(V) - STEEL STRUCTURE MATERIAL SPECIFICATION ¦ HRSG(V) - CABLE SPECIFICATION ¦ HRSG(V) - Local Gauge and Temp. Element Specification ¦ HRSG(V) - Equipment Specification for CEMS ¦ HRSG(V) - Technical Specification for SCR ¦ HRSG(V) - Technical Specification for Duct Burner ¦ HRSG(V) - HRSG_Painting Specification | Included explicit local gauge and temperature element specification.
363 | HRSG Vendor Document List | HRSG | Electrical | Design Calculation | Lighting & Small Power System | Bypass stack | Chemical dosing shelter illumination | HRSG Chemical Dosing Shelter Illumination Calculation | Vendor | Source-Grounded | Approved Source-Grounded | 1728 ¦ 1743 | Fadhili ¦ Karabatan | T16182-XW03-P0LA-110048 ¦ T16182-YT01-P0LB-122101 ¦ T16182-YT10-P0SGC-138121 ¦ T16182-YT10-P0ZEN-152226 ¦ T14211-7318-02-ME-F02-002 ¦ T14211-7318-02-ME-F02-003 ¦ T14211-7318-02-ME-F10-001 ¦ T14211-7318-02-ME-F10-002 ¦ T14211-7318-02-ME-F01-001 ¦ T14211-7318-02-ME-F01-002 ¦ T14211-7318-02-ME-F08-001 ¦ T16182-YT10-P0ZEN-152225 ¦ T16182-CA06-P0GEN-185800 | SIZING CALCULATION FOR HRSG FEEDWATER PUMP ¦ HRSG - ILLUMINATION CALCULATION ¦ HYDRAULIC CALCULATION OF WATER SPRAY SYSTEM FOR BURNER FOR HRSG ¦ ILLUMINATION CALCULATION - CHEMICAL DOSING SHELTER FOR HRSG ¦ HRSG_STRENGTH CALCULATION REPORT FOR HRSG STACK ¦ HRSG_STRENGTH CALCULATION REPORT FOR HRSG BYPASS STACK ¦ HRSG_ASME Strength Calculation Sheet for Drum ¦ HRSG_ASME Strength Calculation Sheet for Blowdown Tank ¦ HRSG_ASME Strength calculation Sheets for Header ¦ HRSG_ASME Strength Calculation for Link ¦ HRSG_Calculation of each Drum Volume ¦ ILLUMINATION CALCULATION - CHEMICAL DOSING SHELTER FOR STG & HRSG ¦ CHEMICAL DOSING SHELTER FOR STG & HRSG - CALCULATION | Merged shelter-specific illumination calculations across source rows; kept shelter context in equipment_l3/title.
364 | HRSG Vendor Document List | HRSG | Electrical | Plan | Lighting & Small Power System | Bypass stack | HRSG | HRSG Lighting Plan Diagrams | Vendor | Source-Grounded | Approved Source-Grounded | 5420 ¦ 5853 | Fadhili ¦ Karabatan ¦ R&N | T16182-YL00-P0LB-122079 ¦ T14211-7318-02-ME-E04-101 ¦ T14211-7318-02-ME-E04-101~150 ¦ T14211-7318-02-ME-H04-001~010 ¦ T16182-CA00-P0GEN-185701 ¦ T16182-CA01-P0GEN-185751 ¦ T14211-7318-02-ME-H04-101 ¦ T14211-7318-02-ME-H04-101~110 ¦ SAU4005-G011-HYA-&EEC-04943 ¦ SAU4005-G011-HYA-&EEC-05153 ¦ SAU4005-G011-HYA-&ELD-04912 ¦ SAU4005-G011-HYA-&EDB-04952 | HRSG - LIGHTING PLAN DIAGRAMS ¦ HRSG_Lighting Plan ¦ HRSG_Lighting Plan Diagrams ¦ HRSG_Instrument Location & Conduit Plan Diagram ¦ CHEMICAL DOSING SHELTER FOR HRSG - GROUND FLOOR PLAN, ROOF PLAN ¦ CHEMICAL DOSING SHELTER FOR HRSG - GROUND FLOOR FRAMING PLAN ¦ HRSG_Conduit Plan ¦ HRSG(V) - Lighting Plan Diagrams ¦ HRSG(V) - Lighting Plan Diagrams for Bypass Stack ¦ HRSG(V) - Instrument Location & Conduit Plan Diagram ¦ HRSG(V) - Conduit Plan | Merged duplicated lighting plan diagram deliverables across projects including HRSG(V) entries; normalized to HRSG lighting plan diagrams.
365 | HRSG Vendor Document List | HRSG | Electrical | Design Calculation | Lighting & Small Power System | Bypass stack | Illumination | HRSG Illumination Calculation | Vendor | Source-Grounded | Approved Source-Grounded | 1728 | Fadhili ¦ Karabatan | T16182-XW03-P0LA-110048 ¦ T16182-YT01-P0LB-122101 ¦ T16182-YT10-P0SGC-138121 ¦ T16182-YT10-P0ZEN-152226 ¦ T14211-7318-02-ME-F02-002 ¦ T14211-7318-02-ME-F02-003 ¦ T14211-7318-02-ME-F10-001 ¦ T14211-7318-02-ME-F10-002 ¦ T14211-7318-02-ME-F01-001 ¦ T14211-7318-02-ME-F01-002 ¦ T14211-7318-02-ME-F08-001 | SIZING CALCULATION FOR HRSG FEEDWATER PUMP ¦ HRSG - ILLUMINATION CALCULATION ¦ HYDRAULIC CALCULATION OF WATER SPRAY SYSTEM FOR BURNER FOR HRSG ¦ ILLUMINATION CALCULATION - CHEMICAL DOSING SHELTER FOR HRSG ¦ HRSG_STRENGTH CALCULATION REPORT FOR HRSG STACK ¦ HRSG_STRENGTH CALCULATION REPORT FOR HRSG BYPASS STACK ¦ HRSG_ASME Strength Calculation Sheet for Drum ¦ HRSG_ASME Strength Calculation Sheet for Blowdown Tank ¦ HRSG_ASME Strength calculation Sheets for Header ¦ HRSG_ASME Strength Calculation for Link ¦ HRSG_Calculation of each Drum Volume | Pulled out 'HRSG - ILLUMINATION CALCULATION' as distinct electrical calculation deliverable.
366 | HRSG Vendor Document List | HRSG | Electrical | Technical Data Sheet | Lighting & Small Power System | CONTROL VALVE | Aircraft warning light | Aircraft Warning Light Data Sheet | Vendor | Source-Grounded | Approved Source-Grounded | 5466 | Fadhili ¦ Grati ¦ Karabatan ¦ Turkistan ¦ Ukudu | GRT-YT01-P0BJC-156051 ¦ T14211-7318-02-ME-B16-231 ¦ T16182-YT01-P0LB-122060 ¦ T16182-YT01-P0LB-122105 ¦ T16182-YT01-P0LB-122106 ¦ T14211-7318-02-ME-B16-114 ¦ T14211-7318-02-ME-B16-230 ¦ CCP-W-B114-02-ME-H21-1015 ¦ T16182-YT01-P0LB-122042 ¦ GRT-YT01-P0BJP-156315 ¦ GRT-YT01-P0BJ0-156315 ¦ GRT-YT01-P0BJN-156310 ¦ T14211-7318-ME-TDS-0001 ¦ T14211-7318-02-ME-E14-002 ¦ CCP-W-B114-02-ME-P99-0059 ¦ CCP-W-B114-02-ME-P05-0072 ¦ CCP-W-B114-02-ME-F01-0026 ¦ CCP-W-B114-02-ME-B05-1007 ¦ CCP-W-B114-02-ME-P05-0076 ¦ CCP-W-B114-02-ME-P05-0079 | Data Sheet HRSG Unit MCC ¦ HRSG_Cable Data Sheet for Duct Burner System ¦ HRSG - JUNCTION BOX DATASHEET FOR DUCT BURNER SYSTEM ¦ HRSG - INSTRUMENT SPECIFICATION & DATASHEET FOR DUCT BURNER SYSTEM ¦ HRSG - SHUT OFF AND CONTROL VALVE DATASHEET FOR DUCT BURNER SYSTEM ¦ HRSG_Instrument Data Sheet for Diverter & Guillotine Damper ¦ HRSG_Instruments & Control Valves Data Sheets for Duct Burner System ¦ HRSG_Diverter Damper - Instrument Data Sheet ¦ HRSG - COOLING AIR FAN & MOTOR DATASHEET FOR DUCT BURNER SYSTEM ¦ Data Sheet HRSG PDB-3 ¦ Data Sheet HRSG PDB-2 ¦ Data Sheet HRSG PDB-1 ¦ Technical Datasheet for HRSG ¦ HRSG_Aircraft warning light data sheet ¦ HRSG_Filters Data Sheet ¦ HRSG_LB On-Off Valves – Actuator Datasheet ¦ HRSG_Job Themal Data Sheet ¦ HRSG_Diverter Damper - Data Sheet ¦ HRSG_SB On-Off Valves - Actuator Datasheet ¦ HRSG_Drain Valves - Actuator Datasheet ¦ AMMONIA INJECTION NOZZLE DATA SHEET FOR HRSG SCR | Included aircraft warning light datasheet referenced in HRSG datasheet list.
367 | HRSG Vendor Document List | HRSG | Electrical | Technical Specification | Lighting & Small Power System | Lighting | AC & DC Distribution Board | HRSG Technical Specification for AC & DC Distribution Board | Vendor | Source-Grounded | Approved Source-Grounded | 5464 | Fadhili ¦ Karabatan ¦ Turkistan ¦ Ukudu | T16182-YT01-P0LB-122099 ¦ T14211-7318-02-ME-B16-241 ¦ T16182-XW01-P0LB-122041 ¦ T16182-XW01-P0LB-122046 ¦ T16182-XW01-P0LB-122061 ¦ T16182-YT01-P0LB-122108 ¦ CCP-W-B114-02-ME-P04-0060 | HRSG - TECHNICAL SPECIFICATION FOR LIGHTING & SMALL POWER SYSTEM ¦ HRSG_CABLE SPECIFICATION ¦ HRSG_BMS PLC Specification ¦ HRSG - TECHNICAL SPECIFICATION FOR AC & DC DISTRIBUTION BOARD ¦ HRSG - TECHNICAL SPECIFICATION FOR COMMUNICATION SYSTEM ¦ HRSG - FLAME SCANNER & IGNITION BURNER SPECIFICATION FOR DUCT BURNER SYSTEM ¦ HRSG - BMS SPECIFICATION FOR DUCT BURNER SYSTEM ¦ DESIGN SPECIFICATION FOR HRSG SCR ¦ HRSG_CONDUIT PLAN & SPECIFICATION ¦ HRSG_Piping Class Specification | Captured explicit AC & DC distribution board technical specification.
368 | HRSG Vendor Document List | HRSG | Electrical | Technical Specification | Lighting & Small Power System | Lighting | Cable | HRSG Cable Specification | Vendor | Source-Grounded | Approved Source-Grounded | 20 ¦ 5464 | R&N ¦ Fadhili ¦ Karabatan ¦ Turkistan ¦ Ukudu | SAU4005-G011-HB_-&MEC-05070 ¦ SAU4005-G011-HYA-&EEC-04949 ¦ SAU4005-G011-HYA-&EDA-04901 ¦ SAU4005-G011-HYA-&EDB-04933 ¦ SAU4005-G011-HNY-&MDB-04990 ¦ SAU4005-G011-HHA-&MDB-05022 ¦ SAU4005-G011-ZEN-&MDC-05040 ¦ T16182-YT01-P0LB-122099 ¦ T14211-7318-02-ME-B16-241 ¦ T16182-XW01-P0LB-122041 ¦ T16182-XW01-P0LB-122046 ¦ T16182-XW01-P0LB-122061 ¦ T16182-YT01-P0LB-122108 ¦ CCP-W-B114-02-ME-P04-0060 | HRSG(V) - STEEL STRUCTURE MATERIAL SPECIFICATION ¦ HRSG(V) - CABLE SPECIFICATION ¦ HRSG(V) - Local Gauge and Temp. Element Specification ¦ HRSG(V) - Equipment Specification for CEMS ¦ HRSG(V) - Technical Specification for SCR ¦ HRSG(V) - Technical Specification for Duct Burner ¦ HRSG(V) - HRSG_Painting Specification ¦ HRSG - TECHNICAL SPECIFICATION FOR LIGHTING & SMALL POWER SYSTEM ¦ HRSG_CABLE SPECIFICATION ¦ HRSG_BMS PLC Specification ¦ HRSG - TECHNICAL SPECIFICATION FOR AC & DC DISTRIBUTION BOARD ¦ HRSG - TECHNICAL SPECIFICATION FOR COMMUNICATION SYSTEM ¦ HRSG - FLAME SCANNER & IGNITION BURNER SPECIFICATION FOR DUCT BURNER SYSTEM ¦ HRSG - BMS SPECIFICATION FOR DUCT BURNER SYSTEM ¦ DESIGN SPECIFICATION FOR HRSG SCR ¦ HRSG_CONDUIT PLAN & SPECIFICATION ¦ HRSG_Piping Class Specification | Merged cable specification references under electrical system; normalized title and kept within HRSG vendor package.
369 | HRSG Vendor Document List | HRSG | Electrical | Technical Specification | Lighting & Small Power System | Lighting | Conduit | HRSG Conduit Plan & Specification | Vendor | Source-Grounded | Approved Source-Grounded | 5464 | Fadhili ¦ Karabatan ¦ Turkistan ¦ Ukudu | T16182-YT01-P0LB-122099 ¦ T14211-7318-02-ME-B16-241 ¦ T16182-XW01-P0LB-122041 ¦ T16182-XW01-P0LB-122046 ¦ T16182-XW01-P0LB-122061 ¦ T16182-YT01-P0LB-122108 ¦ CCP-W-B114-02-ME-P04-0060 | HRSG - TECHNICAL SPECIFICATION FOR LIGHTING & SMALL POWER SYSTEM ¦ HRSG_CABLE SPECIFICATION ¦ HRSG_BMS PLC Specification ¦ HRSG - TECHNICAL SPECIFICATION FOR AC & DC DISTRIBUTION BOARD ¦ HRSG - TECHNICAL SPECIFICATION FOR COMMUNICATION SYSTEM ¦ HRSG - FLAME SCANNER & IGNITION BURNER SPECIFICATION FOR DUCT BURNER SYSTEM ¦ HRSG - BMS SPECIFICATION FOR DUCT BURNER SYSTEM ¦ DESIGN SPECIFICATION FOR HRSG SCR ¦ HRSG_CONDUIT PLAN & SPECIFICATION ¦ HRSG_Piping Class Specification | Standardized 'CONDUIT PLAN & SPECIFICATION' as a single deliverable under I&C conduit taxonomy.
370 | HRSG Vendor Document List | HRSG | Electrical | Technical Specification | Lighting & Small Power System | Lighting | Lighting & Small Power System | HRSG Technical Specification for Lighting & Small Power System | Vendor | Source-Grounded | Approved Source-Grounded | 5464 | Fadhili ¦ Karabatan ¦ Turkistan ¦ Ukudu | T16182-YT01-P0LB-122099 ¦ T14211-7318-02-ME-B16-241 ¦ T16182-XW01-P0LB-122041 ¦ T16182-XW01-P0LB-122046 ¦ T16182-XW01-P0LB-122061 ¦ T16182-YT01-P0LB-122108 ¦ CCP-W-B114-02-ME-P04-0060 | HRSG - TECHNICAL SPECIFICATION FOR LIGHTING & SMALL POWER SYSTEM ¦ HRSG_CABLE SPECIFICATION ¦ HRSG_BMS PLC Specification ¦ HRSG - TECHNICAL SPECIFICATION FOR AC & DC DISTRIBUTION BOARD ¦ HRSG - TECHNICAL SPECIFICATION FOR COMMUNICATION SYSTEM ¦ HRSG - FLAME SCANNER & IGNITION BURNER SPECIFICATION FOR DUCT BURNER SYSTEM ¦ HRSG - BMS SPECIFICATION FOR DUCT BURNER SYSTEM ¦ DESIGN SPECIFICATION FOR HRSG SCR ¦ HRSG_CONDUIT PLAN & SPECIFICATION ¦ HRSG_Piping Class Specification | Directly supported by 'TECHNICAL SPECIFICATION FOR LIGHTING & SMALL POWER SYSTEM'.
371 | HRSG Vendor Document List | HRSG | Electrical | System | Lighting & Small Power System | Lighting | Lighting System | HRSG Lighting System Document | Vendor | Source-Grounded | Approved Source-Grounded | 5967 ¦ 5968 ¦ 5969 | Turkistan ¦ Muara Tawar | CCP-W-B114-02-ME-E04-0085 ¦ MRT-YE00-P2LB-122116 ¦ MRT-YE00-P3LB-122116 | HRSG_Lighting System ¦ [HRSG(for Block 2)]_HRSG_LIGHTING SYSTEM ¦ [HRSG(for Block 3, 4)]_HRSG_LIGHTING SYSTEM | Merged block-specific 'HRSG_LIGHTING SYSTEM' documents into a single standardized lighting system document deliverable.
372 | HRSG Vendor Document List | HRSG | Electrical | Schedule | Lighting & Small Power System | Lighting | Receptacle Panel | Lighting and Receptacle Panel Schedule and Connection Diagram | Vendor | Source-Grounded | Approved Source-Grounded | 5958 | Grati | GRT-YQ01-P1UHA-155218 | [HRSG] Lighting and Receptacle Panel Schedule and Connection Diagram | Standardized combined panel schedule and connection diagram as a schedule deliverable.
373 | HRSG Vendor Document List | HRSG | Electrical | Technical Data Sheet | Plant General System | CONTROL VALVE | Cooling Air Fan & Motor | Duct Burner System Cooling Air Fan & Motor Data Sheet | Vendor | Source-Grounded | Approved Source-Grounded | 5466 | Fadhili ¦ Grati ¦ Karabatan ¦ Turkistan ¦ Ukudu | GRT-YT01-P0BJC-156051 ¦ T14211-7318-02-ME-B16-231 ¦ T16182-YT01-P0LB-122060 ¦ T16182-YT01-P0LB-122105 ¦ T16182-YT01-P0LB-122106 ¦ T14211-7318-02-ME-B16-114 ¦ T14211-7318-02-ME-B16-230 ¦ CCP-W-B114-02-ME-H21-1015 ¦ T16182-YT01-P0LB-122042 ¦ GRT-YT01-P0BJP-156315 ¦ GRT-YT01-P0BJ0-156315 ¦ GRT-YT01-P0BJN-156310 ¦ T14211-7318-ME-TDS-0001 ¦ T14211-7318-02-ME-E14-002 ¦ CCP-W-B114-02-ME-P99-0059 ¦ CCP-W-B114-02-ME-P05-0072 ¦ CCP-W-B114-02-ME-F01-0026 ¦ CCP-W-B114-02-ME-B05-1007 ¦ CCP-W-B114-02-ME-P05-0076 ¦ CCP-W-B114-02-ME-P05-0079 | Data Sheet HRSG Unit MCC ¦ HRSG_Cable Data Sheet for Duct Burner System ¦ HRSG - JUNCTION BOX DATASHEET FOR DUCT BURNER SYSTEM ¦ HRSG - INSTRUMENT SPECIFICATION & DATASHEET FOR DUCT BURNER SYSTEM ¦ HRSG - SHUT OFF AND CONTROL VALVE DATASHEET FOR DUCT BURNER SYSTEM ¦ HRSG_Instrument Data Sheet for Diverter & Guillotine Damper ¦ HRSG_Instruments & Control Valves Data Sheets for Duct Burner System ¦ HRSG_Diverter Damper - Instrument Data Sheet ¦ HRSG - COOLING AIR FAN & MOTOR DATASHEET FOR DUCT BURNER SYSTEM ¦ Data Sheet HRSG PDB-3 ¦ Data Sheet HRSG PDB-2 ¦ Data Sheet HRSG PDB-1 ¦ Technical Datasheet for HRSG ¦ HRSG_Aircraft warning light data sheet ¦ HRSG_Filters Data Sheet ¦ HRSG_LB On-Off Valves – Actuator Datasheet ¦ HRSG_Job Themal Data Sheet ¦ HRSG_Diverter Damper - Data Sheet ¦ HRSG_SB On-Off Valves - Actuator Datasheet ¦ HRSG_Drain Valves - Actuator Datasheet ¦ AMMONIA INJECTION NOZZLE DATA SHEET FOR HRSG SCR | Captured explicit cooling air fan & motor datasheet for duct burner system as separate deliverable.
374 | HRSG Vendor Document List | HRSG | Electrical | Diagram | Plant General System | General | Cable Block Diagram | HRSG Cable Block Diagram | Vendor | Source-Grounded | Approved Source-Grounded | 5585 | R&N | SAU4005-G011-HNE-&EMA-04947 ¦ SAU4005-G011-HNY-&MMB-04959 ¦ SAU4005-G011-HHA-&MMB-05001 ¦ SAU4005-G011-HYA-&EFB-05105 ¦ SAU4005-G011-HYA-&EFF-04894 ¦ SAU4005-G011-HYA-&EFB-04887 ¦ SAU4005-G011-HYA-&EFF-04910 ¦ SAU4005-G011-HYA-&EMA-04917 ¦ SAU4005-G011-HYA-&EMA-04937 ¦ SAU4005-G011-HNE-&ETB-05110 | HRSG(V) - Power Cable Connection Diagram ¦ HRSG(V) - Cable Interconnection Diagram for SCR ¦ HRSG(V) - Cable Interconnection Diagram for Duct Burner ¦ HRSG(V) - Cable Block Diagram for HRSG ¦ HRSG(V) - Control Loop Diagram ¦ HRSG(V) - System Configuration Diagram ¦ HRSG(V) - Start-up & Shut-down Sequence Diagram ¦ HRSG(V) - Wiring and Terminal Connection Diagram for Diverter & Guillotine Damper ¦ HRSG(V) - Wiring and Terminal Connection Diagram for CEMS ¦ HRSG(V) - CEMS Flange Installation Diagram | Included explicit cable block diagram deliverable.
375 | HRSG Vendor Document List | HRSG | Electrical | Technical Specification | Plant General System | General | Continuous Emissions Monitoring System | CEMS Equipment Specification | Vendor | Source-Grounded | Approved Source-Grounded | 20 | R&N | SAU4005-G011-HB_-&MEC-05070 ¦ SAU4005-G011-HYA-&EEC-04949 ¦ SAU4005-G011-HYA-&EDA-04901 ¦ SAU4005-G011-HYA-&EDB-04933 ¦ SAU4005-G011-HNY-&MDB-04990 ¦ SAU4005-G011-HHA-&MDB-05022 ¦ SAU4005-G011-ZEN-&MDC-05040 | HRSG(V) - STEEL STRUCTURE MATERIAL SPECIFICATION ¦ HRSG(V) - CABLE SPECIFICATION ¦ HRSG(V) - Local Gauge and Temp. Element Specification ¦ HRSG(V) - Equipment Specification for CEMS ¦ HRSG(V) - Technical Specification for SCR ¦ HRSG(V) - Technical Specification for Duct Burner ¦ HRSG(V) - HRSG_Painting Specification | Separated CEMS equipment specification from datasheets/drawings for clearer deliverable control.
376 | HRSG Vendor Document List | HRSG | Electrical | Diagram | Plant General System | General | Duct Burner | Duct Burner Cable Interconnection Diagram | Vendor | Source-Grounded | Approved Source-Grounded | 5585 | R&N | SAU4005-G011-HNE-&EMA-04947 ¦ SAU4005-G011-HNY-&MMB-04959 ¦ SAU4005-G011-HHA-&MMB-05001 ¦ SAU4005-G011-HYA-&EFB-05105 ¦ SAU4005-G011-HYA-&EFF-04894 ¦ SAU4005-G011-HYA-&EFB-04887 ¦ SAU4005-G011-HYA-&EFF-04910 ¦ SAU4005-G011-HYA-&EMA-04917 ¦ SAU4005-G011-HYA-&EMA-04937 ¦ SAU4005-G011-HNE-&ETB-05110 | HRSG(V) - Power Cable Connection Diagram ¦ HRSG(V) - Cable Interconnection Diagram for SCR ¦ HRSG(V) - Cable Interconnection Diagram for Duct Burner ¦ HRSG(V) - Cable Block Diagram for HRSG ¦ HRSG(V) - Control Loop Diagram ¦ HRSG(V) - System Configuration Diagram ¦ HRSG(V) - Start-up & Shut-down Sequence Diagram ¦ HRSG(V) - Wiring and Terminal Connection Diagram for Diverter & Guillotine Damper ¦ HRSG(V) - Wiring and Terminal Connection Diagram for CEMS ¦ HRSG(V) - CEMS Flange Installation Diagram | Included explicit duct burner cable interconnection diagram deliverable.
377 | HRSG Vendor Document List | HRSG | Electrical | Technical Specification | Plant General System | General | Duct Burner | Duct Burner Technical Specification | Vendor | Source-Grounded | Approved Source-Grounded | 20 | R&N | SAU4005-G011-HB_-&MEC-05070 ¦ SAU4005-G011-HYA-&EEC-04949 ¦ SAU4005-G011-HYA-&EDA-04901 ¦ SAU4005-G011-HYA-&EDB-04933 ¦ SAU4005-G011-HNY-&MDB-04990 ¦ SAU4005-G011-HHA-&MDB-05022 ¦ SAU4005-G011-ZEN-&MDC-05040 | HRSG(V) - STEEL STRUCTURE MATERIAL SPECIFICATION ¦ HRSG(V) - CABLE SPECIFICATION ¦ HRSG(V) - Local Gauge and Temp. Element Specification ¦ HRSG(V) - Equipment Specification for CEMS ¦ HRSG(V) - Technical Specification for SCR ¦ HRSG(V) - Technical Specification for Duct Burner ¦ HRSG(V) - HRSG_Painting Specification | Included explicit 'Technical Specification for Duct Burner' from HRSG(V) specification set.
378 | HRSG Vendor Document List | HRSG | Electrical | Diagram | Plant General System | General | Power Cable | Power Cable Connection Diagram | Vendor | Source-Grounded | Approved Source-Grounded | 5585 | R&N | SAU4005-G011-HNE-&EMA-04947 ¦ SAU4005-G011-HNY-&MMB-04959 ¦ SAU4005-G011-HHA-&MMB-05001 ¦ SAU4005-G011-HYA-&EFB-05105 ¦ SAU4005-G011-HYA-&EFF-04894 ¦ SAU4005-G011-HYA-&EFB-04887 ¦ SAU4005-G011-HYA-&EFF-04910 ¦ SAU4005-G011-HYA-&EMA-04917 ¦ SAU4005-G011-HYA-&EMA-04937 ¦ SAU4005-G011-HNE-&ETB-05110 | HRSG(V) - Power Cable Connection Diagram ¦ HRSG(V) - Cable Interconnection Diagram for SCR ¦ HRSG(V) - Cable Interconnection Diagram for Duct Burner ¦ HRSG(V) - Cable Block Diagram for HRSG ¦ HRSG(V) - Control Loop Diagram ¦ HRSG(V) - System Configuration Diagram ¦ HRSG(V) - Start-up & Shut-down Sequence Diagram ¦ HRSG(V) - Wiring and Terminal Connection Diagram for Diverter & Guillotine Damper ¦ HRSG(V) - Wiring and Terminal Connection Diagram for CEMS ¦ HRSG(V) - CEMS Flange Installation Diagram | Included explicit 'Power Cable Connection Diagram' from HRSG(V) diagram set.
379 | HRSG Vendor Document List | HRSG | Electrical | Diagram | Plant General System | General | SCR | SCR Cable Interconnection Diagram | Vendor | Source-Grounded | Approved Source-Grounded | 5585 | R&N | SAU4005-G011-HNE-&EMA-04947 ¦ SAU4005-G011-HNY-&MMB-04959 ¦ SAU4005-G011-HHA-&MMB-05001 ¦ SAU4005-G011-HYA-&EFB-05105 ¦ SAU4005-G011-HYA-&EFF-04894 ¦ SAU4005-G011-HYA-&EFB-04887 ¦ SAU4005-G011-HYA-&EFF-04910 ¦ SAU4005-G011-HYA-&EMA-04917 ¦ SAU4005-G011-HYA-&EMA-04937 ¦ SAU4005-G011-HNE-&ETB-05110 | HRSG(V) - Power Cable Connection Diagram ¦ HRSG(V) - Cable Interconnection Diagram for SCR ¦ HRSG(V) - Cable Interconnection Diagram for Duct Burner ¦ HRSG(V) - Cable Block Diagram for HRSG ¦ HRSG(V) - Control Loop Diagram ¦ HRSG(V) - System Configuration Diagram ¦ HRSG(V) - Start-up & Shut-down Sequence Diagram ¦ HRSG(V) - Wiring and Terminal Connection Diagram for Diverter & Guillotine Damper ¦ HRSG(V) - Wiring and Terminal Connection Diagram for CEMS ¦ HRSG(V) - CEMS Flange Installation Diagram | Included explicit SCR cable interconnection diagram deliverable.
380 | HRSG Vendor Document List | HRSG | Electrical | Technical Specification | Plant General System | General | SCR | SCR Technical Specification | Vendor | Source-Grounded | Approved Source-Grounded | 20 | R&N | SAU4005-G011-HB_-&MEC-05070 ¦ SAU4005-G011-HYA-&EEC-04949 ¦ SAU4005-G011-HYA-&EDA-04901 ¦ SAU4005-G011-HYA-&EDB-04933 ¦ SAU4005-G011-HNY-&MDB-04990 ¦ SAU4005-G011-HHA-&MDB-05022 ¦ SAU4005-G011-ZEN-&MDC-05040 | HRSG(V) - STEEL STRUCTURE MATERIAL SPECIFICATION ¦ HRSG(V) - CABLE SPECIFICATION ¦ HRSG(V) - Local Gauge and Temp. Element Specification ¦ HRSG(V) - Equipment Specification for CEMS ¦ HRSG(V) - Technical Specification for SCR ¦ HRSG(V) - Technical Specification for Duct Burner ¦ HRSG(V) - HRSG_Painting Specification | Included explicit 'Technical Specification for SCR' from HRSG(V) specification set.
381 | HRSG Vendor Document List | HRSG | Electrical | List | control system | Heat exchanger | BMS | Duct Burner BMS Cable & Panel Terminal List | Vendor | Source-Grounded | Approved Source-Grounded | 5465 | Fadhili ¦ Grati ¦ Karabatan ¦ Turkistan ¦ Ukudu | T14211-7318-02-ME-B16-117 ¦ T14211-7318-02-ME-B16-223 ¦ T14211-7318-02-ME-E29-001 ¦ T16182-YL00-P0LB-122075 ¦ T16182-YL00-P0LB-122076 ¦ GRT-YL00-P1H-300051 ¦ T14211-7318-02-ME-H20-001 ¦ T14211-7318-02-ME-B16-113 ¦ T14211-7318-02-ME-B16-229 ¦ T14211-7318-02-ME-H21-001 ¦ CCP-W-B114-02-ME-H20-0068 ¦ CCP-W-B114-02-ME-H20-1014 ¦ T16182-XL00-P0LB-122030 ¦ T16182-XL00-P0LB-122031 ¦ T16182-XN00-P0LB-122033 ¦ T16182-XV00-P0LB-122038 ¦ T16182-XV00-P0LB-122039 ¦ T16182-YK10-P0LB-122077 ¦ T16182-YT01-P0LB-122102 ¦ GRT-QA00-P0H-040007 ¦ GRT-QA00-P0H-040009 ¦ GRT-QA00-P0H-040011 ¦ GRT-XL00-P1H-300028 ¦ T14211-7318-02-ME-P06-101 ¦ T14211-7318-02-ME-B16-119 ¦ T14211-7318-02-ME-B16-219 ¦ T14211-7318-02-ME-B16-228 ¦ T14211-7318-02-ME-B16-236 ¦ T14211-7318-02-ME-P14-001 ¦ T14211-7318-02-ME-B05-241~250 ¦ T14211-7318-02-ME-P10-101 ¦ CCP-W-B114-02-ME-B15-0001 ¦ CCP-W-B114-02-ME-P10-0061 ¦ CCP-W-B114-02-ME-P14-0062 ¦ CCP-W-B114-02-ME-P10-1013 ¦ T16182-XN00-P0LB-122034 ¦ GRT-QA00-P0H-040015 ¦ GRT-XN00-P1H-300029 ¦ T14211-7318-02-ME-B16-112 ¦ T14211-7318-02-ME-B16-227 | HRSG_Cable List for Diverter & Guillotine Damper ¦ HRSG_BMS Cable & Panel Terminal List for Duct Burner System ¦ HRSG_Electrical load List for HRSG ¦ HRSG - INSTRUMENT LIST ¦ HRSG - INSTRUMENT LIST FOR DUCT BURNER SYSTEM ¦ [HRSG]_INSTRUMENT LIST ¦ HRSG_Instrument List ¦ HRSG_Instrument List for Diverter & Guillotine Damper ¦ HRSG_Instrument List for Duct Burner System ¦ HRSG_Diverter Damper - Instrument List ¦ HRSG_INSTRUMENT LIST ¦ HRSG_DCS I/O LIST ¦ HRSG - LINE LIST ¦ HRSG - LINE LIST FOR DUCT BURNER SYSTEM ¦ HRSG - MOV & CV LIST ¦ HRSG - BMS PANEL PART LIST FOR DUCT BURNER SYSTEM ¦ HRSG - EQUIPMENT LIST ¦ HRSG - ALARM AND TRIP SETTING LIST FOR DUCT BURNER SYSTEM ¦ HRSG - I/O LIST FOR BMS AND CEMS ¦ [HRSG]_Welders List for HRSG Heat Exchanger ¦ [HRSG]_Welders List for HRSG HP Drum ¦ [HRSG]_Welders List for HRSG LP Drum ¦ [HRSG]_LINE LIST ¦ HRSG_MOV & CV List ¦ HRSG_Alarm and Trip Setting List for Diverter & Guillotine Damper ¦ HRSG_BMS Panel Part List for Duct Burner System ¦ HRSG_Line List for Duct Burner System ¦ HRSG_Alarm and Trip Setting List for Duct Burner System ¦ HRSG_Line list with electronic file(EXCEL) ¦ HRSG_Vent & Drain Line (Module /Field weld) ¦ HRSG_Thermal Insulation List ¦ HRSG_Valves List ¦ HRSG_Lines List ¦ HRSG_Diverter Damper - Valves List ¦ HRSG_MOV LIST ¦ HRSG_LINE LIST ¦ HRSG - VALVE LIST FOR DUCT BURNER SYSTEM ¦ Welders List for HRSG Piping ¦ [HRSG]_VALVE LIST ¦ [HRSG]_Welders List for HRSG Piping ¦ HRSG_EXTERNAL PIPING LINE LIST ¦ HRSG_Valve List for Diverter & Guillotine Damper ¦ HRSG_Valve List for Duct Burner System ¦ HRSG_CONTROL VALVE LIST | Included explicit BMS cable & panel terminal list as a distinct deliverable.
382 | HRSG Vendor Document List | HRSG | Electrical | List | control system | Heat exchanger | BMS Panel | Duct Burner BMS Panel Part List | Vendor | Source-Grounded | Approved Source-Grounded | 5465 | Fadhili ¦ Grati ¦ Karabatan ¦ Turkistan ¦ Ukudu | T14211-7318-02-ME-B16-117 ¦ T14211-7318-02-ME-B16-223 ¦ T14211-7318-02-ME-E29-001 ¦ T16182-YL00-P0LB-122075 ¦ T16182-YL00-P0LB-122076 ¦ GRT-YL00-P1H-300051 ¦ T14211-7318-02-ME-H20-001 ¦ T14211-7318-02-ME-B16-113 ¦ T14211-7318-02-ME-B16-229 ¦ T14211-7318-02-ME-H21-001 ¦ CCP-W-B114-02-ME-H20-0068 ¦ CCP-W-B114-02-ME-H20-1014 ¦ T16182-XL00-P0LB-122030 ¦ T16182-XL00-P0LB-122031 ¦ T16182-XN00-P0LB-122033 ¦ T16182-XV00-P0LB-122038 ¦ T16182-XV00-P0LB-122039 ¦ T16182-YK10-P0LB-122077 ¦ T16182-YT01-P0LB-122102 ¦ GRT-QA00-P0H-040007 ¦ GRT-QA00-P0H-040009 ¦ GRT-QA00-P0H-040011 ¦ GRT-XL00-P1H-300028 ¦ T14211-7318-02-ME-P06-101 ¦ T14211-7318-02-ME-B16-119 ¦ T14211-7318-02-ME-B16-219 ¦ T14211-7318-02-ME-B16-228 ¦ T14211-7318-02-ME-B16-236 ¦ T14211-7318-02-ME-P14-001 ¦ T14211-7318-02-ME-B05-241~250 ¦ T14211-7318-02-ME-P10-101 ¦ CCP-W-B114-02-ME-B15-0001 ¦ CCP-W-B114-02-ME-P10-0061 ¦ CCP-W-B114-02-ME-P14-0062 ¦ CCP-W-B114-02-ME-P10-1013 ¦ T16182-XN00-P0LB-122034 ¦ GRT-QA00-P0H-040015 ¦ GRT-XN00-P1H-300029 ¦ T14211-7318-02-ME-B16-112 ¦ T14211-7318-02-ME-B16-227 | HRSG_Cable List for Diverter & Guillotine Damper ¦ HRSG_BMS Cable & Panel Terminal List for Duct Burner System ¦ HRSG_Electrical load List for HRSG ¦ HRSG - INSTRUMENT LIST ¦ HRSG - INSTRUMENT LIST FOR DUCT BURNER SYSTEM ¦ [HRSG]_INSTRUMENT LIST ¦ HRSG_Instrument List ¦ HRSG_Instrument List for Diverter & Guillotine Damper ¦ HRSG_Instrument List for Duct Burner System ¦ HRSG_Diverter Damper - Instrument List ¦ HRSG_INSTRUMENT LIST ¦ HRSG_DCS I/O LIST ¦ HRSG - LINE LIST ¦ HRSG - LINE LIST FOR DUCT BURNER SYSTEM ¦ HRSG - MOV & CV LIST ¦ HRSG - BMS PANEL PART LIST FOR DUCT BURNER SYSTEM ¦ HRSG - EQUIPMENT LIST ¦ HRSG - ALARM AND TRIP SETTING LIST FOR DUCT BURNER SYSTEM ¦ HRSG - I/O LIST FOR BMS AND CEMS ¦ [HRSG]_Welders List for HRSG Heat Exchanger ¦ [HRSG]_Welders List for HRSG HP Drum ¦ [HRSG]_Welders List for HRSG LP Drum ¦ [HRSG]_LINE LIST ¦ HRSG_MOV & CV List ¦ HRSG_Alarm and Trip Setting List for Diverter & Guillotine Damper ¦ HRSG_BMS Panel Part List for Duct Burner System ¦ HRSG_Line List for Duct Burner System ¦ HRSG_Alarm and Trip Setting List for Duct Burner System ¦ HRSG_Line list with electronic file(EXCEL) ¦ HRSG_Vent & Drain Line (Module /Field weld) ¦ HRSG_Thermal Insulation List ¦ HRSG_Valves List ¦ HRSG_Lines List ¦ HRSG_Diverter Damper - Valves List ¦ HRSG_MOV LIST ¦ HRSG_LINE LIST ¦ HRSG - VALVE LIST FOR DUCT BURNER SYSTEM ¦ Welders List for HRSG Piping ¦ [HRSG]_VALVE LIST ¦ [HRSG]_Welders List for HRSG Piping ¦ HRSG_EXTERNAL PIPING LINE LIST ¦ HRSG_Valve List for Diverter & Guillotine Damper ¦ HRSG_Valve List for Duct Burner System ¦ HRSG_CONTROL VALVE LIST | Included explicit BMS panel part list as separate from cable/terminal list.
383 | HRSG Vendor Document List | HRSG | Instrumentation & Control | Technical Data Sheet | Bypass system | CONTROL VALVE | Diverter Damper | Diverter Damper Instrument Data Sheet | Vendor | Source-Grounded | Approved Source-Grounded | 5466 | Fadhili ¦ Grati ¦ Karabatan ¦ Turkistan ¦ Ukudu | GRT-YT01-P0BJC-156051 ¦ T14211-7318-02-ME-B16-231 ¦ T16182-YT01-P0LB-122060 ¦ T16182-YT01-P0LB-122105 ¦ T16182-YT01-P0LB-122106 ¦ T14211-7318-02-ME-B16-114 ¦ T14211-7318-02-ME-B16-230 ¦ CCP-W-B114-02-ME-H21-1015 ¦ T16182-YT01-P0LB-122042 ¦ GRT-YT01-P0BJP-156315 ¦ GRT-YT01-P0BJ0-156315 ¦ GRT-YT01-P0BJN-156310 ¦ T14211-7318-ME-TDS-0001 ¦ T14211-7318-02-ME-E14-002 ¦ CCP-W-B114-02-ME-P99-0059 ¦ CCP-W-B114-02-ME-P05-0072 ¦ CCP-W-B114-02-ME-F01-0026 ¦ CCP-W-B114-02-ME-B05-1007 ¦ CCP-W-B114-02-ME-P05-0076 ¦ CCP-W-B114-02-ME-P05-0079 | Data Sheet HRSG Unit MCC ¦ HRSG_Cable Data Sheet for Duct Burner System ¦ HRSG - JUNCTION BOX DATASHEET FOR DUCT BURNER SYSTEM ¦ HRSG - INSTRUMENT SPECIFICATION & DATASHEET FOR DUCT BURNER SYSTEM ¦ HRSG - SHUT OFF AND CONTROL VALVE DATASHEET FOR DUCT BURNER SYSTEM ¦ HRSG_Instrument Data Sheet for Diverter & Guillotine Damper ¦ HRSG_Instruments & Control Valves Data Sheets for Duct Burner System ¦ HRSG_Diverter Damper - Instrument Data Sheet ¦ HRSG - COOLING AIR FAN & MOTOR DATASHEET FOR DUCT BURNER SYSTEM ¦ Data Sheet HRSG PDB-3 ¦ Data Sheet HRSG PDB-2 ¦ Data Sheet HRSG PDB-1 ¦ Technical Datasheet for HRSG ¦ HRSG_Aircraft warning light data sheet ¦ HRSG_Filters Data Sheet ¦ HRSG_LB On-Off Valves – Actuator Datasheet ¦ HRSG_Job Themal Data Sheet ¦ HRSG_Diverter Damper - Data Sheet ¦ HRSG_SB On-Off Valves - Actuator Datasheet ¦ HRSG_Drain Valves - Actuator Datasheet ¦ AMMONIA INJECTION NOZZLE DATA SHEET FOR HRSG SCR | Separated diverter damper instrument datasheet, explicitly referenced.
384 | HRSG Vendor Document List | HRSG | Instrumentation & Control | Technical Data Sheet | Chemical dosing system | HRSG | Ammonia Supply Pump | Ammonia Supply Pump Data Sheet (HRSG SCR) | Vendor | Source-Grounded | Approved Source-Grounded | 12 | Fadhili ¦ Karabatan ¦ R&N ¦ Ukudu | SAU4005-G000-UEL-&CTB-01260 ¦ T16182-YL22-P0GHC-129056 ¦ T14211-7334-17-ME-016-004 | Fuel Oil pump Shed - Architectural Drawing ¦ CHILLED WATER DISTRIBUTION PUMP - NAME PLATE DRAWING ¦ Technical Data & Drawing for Condensate Return Pump ¦ AMMONIA SUPPLY PUMP DATA SHEET & DRAWING FOR HRSG SCR | From source title 'AMMONIA SUPPLY PUMP DATA SHEET & DRAWING FOR HRSG SCR'; split datasheet and assigned to chemical dosing system.
385 | HRSG Vendor Document List | HRSG | Instrumentation & Control | Diagram | Communication System & Security System | Lighting | HRSG | HRSG Communication Block Diagram | Vendor | Source-Grounded | Approved Source-Grounded | 5445 ¦ 5464 | Fadhili ¦ Grati ¦ Karabatan ¦ Turkistan ¦ Ukudu | T16182-YB03-P0LB-122047 ¦ GRT-YB03-P1H-300033 ¦ GRTBCP-YS01-P0BJC-156050 ¦ T14211-7318-02-ME-E03-001 ¦ T16182-YE03-P0LB-122067 ¦ T14211-7318-02-ME-H17-001 ¦ T14211-7318-02-ME-H04-001 ¦ T14211-7318-02-ME-H17-001~100 ¦ T16182-YL01-P0LB-122080 ¦ T16182-YQ01-P0LB-122085 ¦ T16182-XG02-P0GM-122112 ¦ GRTBCP-YS01-P0BJD-156055 ¦ GRTBCP-YS01-P0BJN-156398 ¦ GRTBCP-YS01-P0BJO-156403 ¦ GRTBCP-YS01-P0BJP-156408 ¦ T14211-7318-02-ME-B16-111 ¦ CCP-W-B114-02-ME-H09-0071 ¦ CCP-W-B114-02-ME-H09-0070 ¦ CCP-W-B114-02-ME-P05-0073 ¦ T16182-YT01-P0LB-122099 ¦ T14211-7318-02-ME-B16-241 ¦ T16182-XW01-P0LB-122041 ¦ T16182-XW01-P0LB-122046 ¦ T16182-XW01-P0LB-122061 ¦ T16182-YT01-P0LB-122108 ¦ CCP-W-B114-02-ME-P04-0060 | HRSG - CABLE CONNECTION DIAGRAM ¦ [HRSG]_CABLE CONNECTION DIAGRAM ¦ Schematic Diagram HRSG Unit MCC ¦ HRSG_Cable Connection Diagram ¦ HRSG_CABLE CONNECTION DIAGRAM ¦ HRSG - CONTROL LOOP DIAGRAM ¦ HRSG_Control Loop Diagram ¦ HRSG_Instrument Location Diagram ¦ HRSG_CONTROL LOOP DIAGRAM ¦ HRSG_INSTRUMENT LOCATION DIAGRAM ¦ HRSG - COMMUNICATION BLOCK DIAGRAM ¦ HRSG - WIRING & SCHEMATIC DIAGRAM ¦ HRSG – DRAIN FLOW DIAGRAM ¦ Schematic Diagram HRSG PDB ¦ Schematic Diagram HRSG PDB-01 ¦ Schematic Diagram HRSG PDB-02 ¦ Schematic Diagram HRSG PDB-03 ¦ HRSG_Electric Wiring and Terminal Connection Diagram for Diverter & Guillotine Damper ¦ HRSG_Protection System Diagram ¦ HRSG_Control and Automation Diagram ¦ HRSG_LB On-Off Valves - Wiring and Pneumatic Diagram ¦ HRSG_SYSTEM CONFIGURATION DIAGRAM ¦ HRSG_START-UP & SHUT-DOWN SEQUENCE DIAGRAM ¦ HRSG - TECHNICAL SPECIFICATION FOR LIGHTING & SMALL POWER SYSTEM ¦ HRSG_CABLE SPECIFICATION ¦ HRSG_BMS PLC Specification ¦ HRSG - TECHNICAL SPECIFICATION FOR AC & DC DISTRIBUTION BOARD ¦ HRSG - TECHNICAL SPECIFICATION FOR COMMUNICATION SYSTEM ¦ HRSG - FLAME SCANNER & IGNITION BURNER SPECIFICATION FOR DUCT BURNER SYSTEM ¦ HRSG - BMS SPECIFICATION FOR DUCT BURNER SYSTEM ¦ DESIGN SPECIFICATION FOR HRSG SCR ¦ HRSG_CONDUIT PLAN & SPECIFICATION ¦ HRSG_Piping Class Specification | Standardized explicit communication block diagram under allowed L1 taxonomy for communication systems.
386 | HRSG Vendor Document List | HRSG | Instrumentation & Control | Technical Data Sheet | Condensate System | HRSG | Condensate Return Pump | Condensate Return Pump Technical Data Sheet | Vendor | Source-Grounded | Approved Source-Grounded | 12 | Fadhili ¦ Karabatan ¦ R&N ¦ Ukudu | SAU4005-G000-UEL-&CTB-01260 ¦ T16182-YL22-P0GHC-129056 ¦ T14211-7334-17-ME-016-004 | Fuel Oil pump Shed - Architectural Drawing ¦ CHILLED WATER DISTRIBUTION PUMP - NAME PLATE DRAWING ¦ Technical Data & Drawing for Condensate Return Pump ¦ AMMONIA SUPPLY PUMP DATA SHEET & DRAWING FOR HRSG SCR | From source title 'Technical Data & Drawing for Condensate Return Pump'; split datasheet from drawing and mapped to condensate system pump equipment.
387 | HRSG Vendor Document List | HRSG | Instrumentation & Control | Technical Data Sheet | Instrument & Control System | CONTROL VALVE | Control Valve | Duct Burner System Shut Off and Control Valve Data Sheets | Vendor | Source-Grounded | Approved Source-Grounded | 5466 ¦ 5575 | Fadhili ¦ Grati ¦ Karabatan ¦ Turkistan ¦ Ukudu ¦ R&N | GRT-YT01-P0BJC-156051 ¦ T14211-7318-02-ME-B16-231 ¦ T16182-YT01-P0LB-122060 ¦ T16182-YT01-P0LB-122105 ¦ T16182-YT01-P0LB-122106 ¦ T14211-7318-02-ME-B16-114 ¦ T14211-7318-02-ME-B16-230 ¦ CCP-W-B114-02-ME-H21-1015 ¦ T16182-YT01-P0LB-122042 ¦ GRT-YT01-P0BJP-156315 ¦ GRT-YT01-P0BJ0-156315 ¦ GRT-YT01-P0BJN-156310 ¦ T14211-7318-ME-TDS-0001 ¦ T14211-7318-02-ME-E14-002 ¦ CCP-W-B114-02-ME-P99-0059 ¦ CCP-W-B114-02-ME-P05-0072 ¦ CCP-W-B114-02-ME-F01-0026 ¦ CCP-W-B114-02-ME-B05-1007 ¦ CCP-W-B114-02-ME-P05-0076 ¦ CCP-W-B114-02-ME-P05-0079 ¦ SAU4005-G011-HYA-&ELB-04932 ¦ SAU4005-G011-HYA-&EEC-04944 ¦ SAU4005-G011-HYA-&EDA-04896 ¦ SAU4005-G011-HYA-&EFC-04926 ¦ SAU4005-G011-HNY-&MDA-04963 ¦ SAU4005-G011-HNY-&MDA-04984 ¦ SAU4005-G011-HNE-&EDA-04993 ¦ SAU4005-G011-HHA-&MDA-05005 ¦ SAU4005-G011-HHA-&MLU-05020 ¦ SAU4005-G011-HAA-&MLU-04826 ¦ SAU4005-G011-HAX-&MDA-04837 ¦ SAU4005-G011-LCQ-&MDA-04838 ¦ SAU4005-G011-LBF-&MDA-04839 ¦ SAU4005-G011-HNE-&MDA-04840 ¦ SAU4005-G011-HAA-&MLU-04842 ¦ SAU4005-G011-HAY-&MDA-04844 ¦ SAU4005-G011-H__-&MDB-04850 ¦ SAU4005-G011-H__-&MDB-04851 ¦ SAU4005-G011-SMH-&MDA-04853 ¦ SAU4005-G011-LCP-&MDA-04854 ¦ SAU4005-G011-H__-&MTB-04856 ¦ SAU4005-G011-HYA-&EDA-04895 ¦ SAU4005-G011-HYA-&EDA-04898 ¦ SAU4005-G011-HYA-&EDA-04903 ¦ SAU4005-G011-HNE-&EDA-04929 ¦ SAU4005-G011-HYA-&EEC-04942 ¦ SAU4005-G011-HNY-&MDA-04964 ¦ SAU4005-G011-HNY-&MLU-04968 ¦ SAU4005-G011-HNY-&MLU-04970 ¦ SAU4005-G011-HNY-&MDA-04978 ¦ SAU4005-G011-HNY-&MDA-04985 ¦ SAU4005-G011-HNY-&MDA-04992 ¦ SAU4005-G011-HHA-&MDA-05021 ¦ SAU4005-G011-HHA-&MDA-05031 ¦ SAU4005-G011-HHA-&MDA-05032 ¦ SAU4005-G011-HHA-&MDA-05033 ¦ SAU4005-G011-HHA-&MDA-05034 ¦ SAU4005-G011-HNY-&MLU-05129 ¦ SAU4005-G011-HNY-&MLU-05133 ¦ SAU4005-G011-HNY-&MDA-05147 ¦ SAU4005-G011-HA_-&MPA-04880 ¦ SAU4005-G011-HNY-&MLU-05131 | Data Sheet HRSG Unit MCC ¦ HRSG_Cable Data Sheet for Duct Burner System ¦ HRSG - JUNCTION BOX DATASHEET FOR DUCT BURNER SYSTEM ¦ HRSG - INSTRUMENT SPECIFICATION & DATASHEET FOR DUCT BURNER SYSTEM ¦ HRSG - SHUT OFF AND CONTROL VALVE DATASHEET FOR DUCT BURNER SYSTEM ¦ HRSG_Instrument Data Sheet for Diverter & Guillotine Damper ¦ HRSG_Instruments & Control Valves Data Sheets for Duct Burner System ¦ HRSG_Diverter Damper - Instrument Data Sheet ¦ HRSG - COOLING AIR FAN & MOTOR DATASHEET FOR DUCT BURNER SYSTEM ¦ Data Sheet HRSG PDB-3 ¦ Data Sheet HRSG PDB-2 ¦ Data Sheet HRSG PDB-1 ¦ Technical Datasheet for HRSG ¦ HRSG_Aircraft warning light data sheet ¦ HRSG_Filters Data Sheet ¦ HRSG_LB On-Off Valves – Actuator Datasheet ¦ HRSG_Job Themal Data Sheet ¦ HRSG_Diverter Damper - Data Sheet ¦ HRSG_SB On-Off Valves - Actuator Datasheet ¦ HRSG_Drain Valves - Actuator Datasheet ¦ AMMONIA INJECTION NOZZLE DATA SHEET FOR HRSG SCR ¦ HRSG(V) - Nozzle Orientation and Cable Route Drawing for CEMS ¦ HRSG(V) - Lighting and Small Power Distribution Panel Drawings ¦ HRSG(V) - Control Valve Data Sheet/Drawings ¦ HRSG(V) - PLC HMI Drawing for Diverter Damper ¦ HRSG(V) - Control Valve Data Sheet & Drawings for SCR ¦ HRSG(V) - Junction Box Drawing for SCR ¦ HRSG(V) - SPEC. & Drawing of Analyzer for SCR ¦ HRSG(V) - Control Valve Data Sheet & Drawings for Duct Burner ¦ HRSG(V) - Junction Box Drawing for Duct Burner ¦ HRSG(V) - Typical Drawing for Drum Insulation ¦ HRSG(V) - Desuperheater Data Sheet & Drawings ¦ HRSG(V) - Spec. & Drawing for Blowdown Tank Pump ¦ HRSG(V) - Spec. & Drawing for Safety & Relief Valve ¦ HRSG(V) - Spec. & Drawing for Stack Damper ¦ HRSG(V) - Spec. & Drawing for Deaerator ¦ HRSG(V) - Spec. & Drawing for Boiler Stress Evaluator System ¦ HRSG(V) - HPU Specification & Drawing for Diverter & Guillotine Damper ¦ HRSG(V) - Hoist Specification & Drawing for Diverter & Guillotine Damper ¦ HRSG(V) - Spec. & Drawing for Hoist ¦ HRSG(V) - Spec. & Drawing for Recirculation Pump ¦ HRSG(V) - Name Plate Drawing ¦ HRSG(V) - MOV Data Sheet/Drawings ¦ HRSG(V) - Drum Level Gauge Datasheet/Drawings ¦ HRSG(V) - Remote Drum Level Indicator Datasheet/Drawings ¦ HRSG(V) - SPEC. & Drawing for CEMS ¦ HRSG(V) - Power Distribution Panel Drawings ¦ HRSG(V) - Catalyst Data Sheet & Drawings for SCR ¦ HRSG(V) - Dilution Tank Drawing for SCR ¦ HRSG(V) - Ammonia Distribution Header Drawing ¦ HRSG(V) - SPECIAL ITEM LIST AND DRAWING FOR SCR ¦ HRSG(V) - Local Panel Drawing for SCR ¦ HRSG(V) - Valve Drawing for SCR ¦ HRSG(V) - Local Panel / Control Panel Drawing for Duct Burner ¦ HRSG(V) - Valve Drawing for Duct Burner ¦ HRSG(V) - SPEC. & Drawing of Flame Scanner for Duct Burner ¦ HRSG(V) - SPEC. & Drawing of Ignition Burner for Duct Burner ¦ HRSG(V) - Hazardous Area Classification Specification & Drawing for Duct Burner ¦ HRSG(V) - Measurement Socket Drawing for SCR ¦ HRSG(V) - Equipment Insulation Drawing for SCR ¦ HRSG(V) – Hot Gas Circulation Fan VFD Drawing for SCR ¦ HRSG(V) - Specialty List and Drawing for HRSG Piping ¦ HRSG(V) - Piping Insulation Drawing for SCR | Merged duct burner control valve datasheet references including HRSG(V) 'Control Valve Data Sheet & Drawings for Duct Burner'.
388 | HRSG Vendor Document List | HRSG | Instrumentation & Control | Technical Data Sheet | Instrument & Control System | CONTROL VALVE | Instrument | Duct Burner System Instrument Specification & Data Sheets | Vendor | Source-Grounded | Approved Source-Grounded | 5466 | Fadhili ¦ Grati ¦ Karabatan ¦ Turkistan ¦ Ukudu | GRT-YT01-P0BJC-156051 ¦ T14211-7318-02-ME-B16-231 ¦ T16182-YT01-P0LB-122060 ¦ T16182-YT01-P0LB-122105 ¦ T16182-YT01-P0LB-122106 ¦ T14211-7318-02-ME-B16-114 ¦ T14211-7318-02-ME-B16-230 ¦ CCP-W-B114-02-ME-H21-1015 ¦ T16182-YT01-P0LB-122042 ¦ GRT-YT01-P0BJP-156315 ¦ GRT-YT01-P0BJ0-156315 ¦ GRT-YT01-P0BJN-156310 ¦ T14211-7318-ME-TDS-0001 ¦ T14211-7318-02-ME-E14-002 ¦ CCP-W-B114-02-ME-P99-0059 ¦ CCP-W-B114-02-ME-P05-0072 ¦ CCP-W-B114-02-ME-F01-0026 ¦ CCP-W-B114-02-ME-B05-1007 ¦ CCP-W-B114-02-ME-P05-0076 ¦ CCP-W-B114-02-ME-P05-0079 | Data Sheet HRSG Unit MCC ¦ HRSG_Cable Data Sheet for Duct Burner System ¦ HRSG - JUNCTION BOX DATASHEET FOR DUCT BURNER SYSTEM ¦ HRSG - INSTRUMENT SPECIFICATION & DATASHEET FOR DUCT BURNER SYSTEM ¦ HRSG - SHUT OFF AND CONTROL VALVE DATASHEET FOR DUCT BURNER SYSTEM ¦ HRSG_Instrument Data Sheet for Diverter & Guillotine Damper ¦ HRSG_Instruments & Control Valves Data Sheets for Duct Burner System ¦ HRSG_Diverter Damper - Instrument Data Sheet ¦ HRSG - COOLING AIR FAN & MOTOR DATASHEET FOR DUCT BURNER SYSTEM ¦ Data Sheet HRSG PDB-3 ¦ Data Sheet HRSG PDB-2 ¦ Data Sheet HRSG PDB-1 ¦ Technical Datasheet for HRSG ¦ HRSG_Aircraft warning light data sheet ¦ HRSG_Filters Data Sheet ¦ HRSG_LB On-Off Valves – Actuator Datasheet ¦ HRSG_Job Themal Data Sheet ¦ HRSG_Diverter Damper - Data Sheet ¦ HRSG_SB On-Off Valves - Actuator Datasheet ¦ HRSG_Drain Valves - Actuator Datasheet ¦ AMMONIA INJECTION NOZZLE DATA SHEET FOR HRSG SCR | Standardized 'INSTRUMENT SPECIFICATION & DATASHEET FOR DUCT BURNER SYSTEM' into a vendor datasheet/spec deliverable.
389 | HRSG Vendor Document List | HRSG | Instrumentation & Control | Technical Data Sheet | Instrument & Control System | Flow element | CEMS instruments | HRSG CEMS Instrument List and Data Sheets | Vendor | Source-Grounded | Approved Source-Grounded | 6730 ¦ 6683 ¦ 6684 | R&N ¦ Muara Tawar | SAU4005-G011-HYA-&EDA-04920 ¦ SAU4005-G011-HYA-&EDA-04934 ¦ SAU4005-G011-HNY-&MDA-04975 ¦ SAU4005-G011-HHA-&MDA-05014 ¦ SAU4005-G011-HHA-&MDA-05012 ¦ SAU4005-G011-HNY-&MDA-05058 ¦ SAU4005-G011-HYA-&EDA-04955 ¦ MRT-YT02-P2LB-122094 ¦ MRT-YT01-P2LB-122095 ¦ MRT-YD00-P2LB-122108 ¦ MRT-YD00-P2LB-122107 ¦ MRT-VN02-P2LB-122089 ¦ MRT-VN02-P2LB-122090 ¦ MRT-YT01-P2LB-122093 ¦ MRT-YT01-P2LB-122096 ¦ MRT-YT01-P2LB-122097 ¦ MRT-YT02-P3LB-122094 ¦ MRT-YT01-P3LB-122095 ¦ MRT-YD00-P3LB-122108 ¦ MRT-YD00-P3LB-122107 ¦ MRT-VN02-P3LB-122089 ¦ MRT-VN02-P3LB-122090 ¦ MRT-YT01-P3LB-122093 ¦ MRT-YT01-P3LB-122096 ¦ MRT-YT01-P3LB-122097 | HRSG(V) - Instrument Data Sheet for Diverter & Guillotine Damper ¦ HRSG(V) - Instrument List and Data Sheet for CEMS ¦ HRSG(V) - Instrument Data Sheet for SCR ¦ HRSG(V) - Instrument Data Sheet for Duct Burner ¦ HRSG(V) - Cooling Air Fan Data Sheet for Duct Burner ¦ HRSG(V) - Material Safety Data Sheet for SCR ¦ HRSG(V) - Motor Data Sheet ¦ [HRSG(For Block 2)]_HRSG_LOCAL INSTRUMENT DATASHEET & DRAWINGS ¦ [HRSG(For Block 2)]_HRSG_TRANSMITTER DATASHEET & DRAWINGS ¦ [HRSG(For Block 2)]_HRSG_I&C LOCAL PANEL DRAWINGS ¦ [HRSG(For Block 2)]_HRSG_SPEC. & DRAWING FOR RECIRCULATION PUMP ¦ [HRSG(For Block 2)]_HRSG_MOV DATASHEET & DRAWINGS ¦ [HRSG(For Block 2)]_HRSG_CV DATASHEET & DRAWINGS ¦ [HRSG(For Block 2)]_HRSG_CEMS DATASHEET & DRAWINGS ¦ [HRSG(For Block 2)]_HRSG_DRUM LEVEL GAUGE DATASHEET & DRAWINGS ¦ [HRSG(For Block 2)]_HRSG_FLOW ELEMENT DATASHEET & DRAWINGS ¦ [HRSG(For Block 3, 4)]_HRSG_LOCAL INSTRUMENT DATASHEET & DRAWINGS ¦ [HRSG(For Block 3, 4)]_HRSG_TRANSMITTER DATASHEET & DRAWINGS ¦ [HRSG(For Block 3, 4)]_HRSG_I&C LOCAL PANEL DRAWINGS ¦ [HRSG(For Block 3, 4)]_HRSG_SPEC. & DRAWING FOR RECIRCULATION PUMP ¦ [HRSG(For Block 3, 4)]_HRSG_MOV DATASHEET & DRAWINGS ¦ [HRSG(For Block 3, 4)]_HRSG_CV DATASHEET & DRAWINGS ¦ [HRSG(For Block 3, 4)]_HRSG_CEMS DATASHEET & DRAWINGS ¦ [HRSG(For Block 3, 4)]_HRSG_DRUM LEVEL GAUGE DATASHEET & DRAWINGS ¦ [HRSG(For Block 3, 4)]_HRSG_FLOW ELEMENT DATASHEET & DRAWINGS | Source titles include both 'Instrument List and Data Sheet for CEMS' and 'CEMS DATASHEET & DRAWINGS'; consolidated as list+data sheets, while drawings remain under separate drawing package rows as needed.
390 | HRSG Vendor Document List | HRSG | Instrumentation & Control | Drawing | Instrument & Control System | Flow element | I&C local panel | HRSG I & C Local Panel Drawings | Vendor | Source-Grounded | Approved Source-Grounded | 6683 ¦ 6684 | Muara Tawar | MRT-YT02-P2LB-122094 ¦ MRT-YT01-P2LB-122095 ¦ MRT-YD00-P2LB-122108 ¦ MRT-YD00-P2LB-122107 ¦ MRT-VN02-P2LB-122089 ¦ MRT-VN02-P2LB-122090 ¦ MRT-YT01-P2LB-122093 ¦ MRT-YT01-P2LB-122096 ¦ MRT-YT01-P2LB-122097 ¦ MRT-YT02-P3LB-122094 ¦ MRT-YT01-P3LB-122095 ¦ MRT-YD00-P3LB-122108 ¦ MRT-YD00-P3LB-122107 ¦ MRT-VN02-P3LB-122089 ¦ MRT-VN02-P3LB-122090 ¦ MRT-YT01-P3LB-122093 ¦ MRT-YT01-P3LB-122096 ¦ MRT-YT01-P3LB-122097 | [HRSG(For Block 2)]_HRSG_LOCAL INSTRUMENT DATASHEET & DRAWINGS ¦ [HRSG(For Block 2)]_HRSG_TRANSMITTER DATASHEET & DRAWINGS ¦ [HRSG(For Block 2)]_HRSG_I&C LOCAL PANEL DRAWINGS ¦ [HRSG(For Block 2)]_HRSG_SPEC. & DRAWING FOR RECIRCULATION PUMP ¦ [HRSG(For Block 2)]_HRSG_MOV DATASHEET & DRAWINGS ¦ [HRSG(For Block 2)]_HRSG_CV DATASHEET & DRAWINGS ¦ [HRSG(For Block 2)]_HRSG_CEMS DATASHEET & DRAWINGS ¦ [HRSG(For Block 2)]_HRSG_DRUM LEVEL GAUGE DATASHEET & DRAWINGS ¦ [HRSG(For Block 2)]_HRSG_FLOW ELEMENT DATASHEET & DRAWINGS ¦ [HRSG(For Block 3, 4)]_HRSG_LOCAL INSTRUMENT DATASHEET & DRAWINGS ¦ [HRSG(For Block 3, 4)]_HRSG_TRANSMITTER DATASHEET & DRAWINGS ¦ [HRSG(For Block 3, 4)]_HRSG_I&C LOCAL PANEL DRAWINGS ¦ [HRSG(For Block 3, 4)]_HRSG_SPEC. & DRAWING FOR RECIRCULATION PUMP ¦ [HRSG(For Block 3, 4)]_HRSG_MOV DATASHEET & DRAWINGS ¦ [HRSG(For Block 3, 4)]_HRSG_CV DATASHEET & DRAWINGS ¦ [HRSG(For Block 3, 4)]_HRSG_CEMS DATASHEET & DRAWINGS ¦ [HRSG(For Block 3, 4)]_HRSG_DRUM LEVEL GAUGE DATASHEET & DRAWINGS ¦ [HRSG(For Block 3, 4)]_HRSG_FLOW ELEMENT DATASHEET & DRAWINGS | Extracted distinct panel drawings from the combined vendor package drawing row; merged across blocks.
391 | HRSG Vendor Document List | HRSG | Instrumentation & Control | Data Sheet | Instrument & Control System | Flow element | Local instruments | HRSG Local Instrument Data Sheet | Vendor | Source-Grounded | Approved Source-Grounded | 6683 ¦ 6684 | Muara Tawar | MRT-YT02-P2LB-122094 ¦ MRT-YT01-P2LB-122095 ¦ MRT-YD00-P2LB-122108 ¦ MRT-YD00-P2LB-122107 ¦ MRT-VN02-P2LB-122089 ¦ MRT-VN02-P2LB-122090 ¦ MRT-YT01-P2LB-122093 ¦ MRT-YT01-P2LB-122096 ¦ MRT-YT01-P2LB-122097 ¦ MRT-YT02-P3LB-122094 ¦ MRT-YT01-P3LB-122095 ¦ MRT-YD00-P3LB-122108 ¦ MRT-YD00-P3LB-122107 ¦ MRT-VN02-P3LB-122089 ¦ MRT-VN02-P3LB-122090 ¦ MRT-YT01-P3LB-122093 ¦ MRT-YT01-P3LB-122096 ¦ MRT-YT01-P3LB-122097 | [HRSG(For Block 2)]_HRSG_LOCAL INSTRUMENT DATASHEET & DRAWINGS ¦ [HRSG(For Block 2)]_HRSG_TRANSMITTER DATASHEET & DRAWINGS ¦ [HRSG(For Block 2)]_HRSG_I&C LOCAL PANEL DRAWINGS ¦ [HRSG(For Block 2)]_HRSG_SPEC. & DRAWING FOR RECIRCULATION PUMP ¦ [HRSG(For Block 2)]_HRSG_MOV DATASHEET & DRAWINGS ¦ [HRSG(For Block 2)]_HRSG_CV DATASHEET & DRAWINGS ¦ [HRSG(For Block 2)]_HRSG_CEMS DATASHEET & DRAWINGS ¦ [HRSG(For Block 2)]_HRSG_DRUM LEVEL GAUGE DATASHEET & DRAWINGS ¦ [HRSG(For Block 2)]_HRSG_FLOW ELEMENT DATASHEET & DRAWINGS ¦ [HRSG(For Block 3, 4)]_HRSG_LOCAL INSTRUMENT DATASHEET & DRAWINGS ¦ [HRSG(For Block 3, 4)]_HRSG_TRANSMITTER DATASHEET & DRAWINGS ¦ [HRSG(For Block 3, 4)]_HRSG_I&C LOCAL PANEL DRAWINGS ¦ [HRSG(For Block 3, 4)]_HRSG_SPEC. & DRAWING FOR RECIRCULATION PUMP ¦ [HRSG(For Block 3, 4)]_HRSG_MOV DATASHEET & DRAWINGS ¦ [HRSG(For Block 3, 4)]_HRSG_CV DATASHEET & DRAWINGS ¦ [HRSG(For Block 3, 4)]_HRSG_CEMS DATASHEET & DRAWINGS ¦ [HRSG(For Block 3, 4)]_HRSG_DRUM LEVEL GAUGE DATASHEET & DRAWINGS ¦ [HRSG(For Block 3, 4)]_HRSG_FLOW ELEMENT DATASHEET & DRAWINGS | Merged Block 2 vs Block 3/4 duplicate package deliverables; standardized to HRSG-level without project/block qualifiers based on repeated source titles. ¦ Composite deliverable split: Data Sheet & Drawings separated by Standard MDL naming rule.
392 | HRSG Vendor Document List | HRSG | Instrumentation & Control | Drawing | Instrument & Control System | Flow element | Local instruments | HRSG Local Instrument Drawing | Vendor | Source-Grounded | Approved Source-Grounded | 6683 ¦ 6684 | Muara Tawar | MRT-YT02-P2LB-122094 ¦ MRT-YT01-P2LB-122095 ¦ MRT-YD00-P2LB-122108 ¦ MRT-YD00-P2LB-122107 ¦ MRT-VN02-P2LB-122089 ¦ MRT-VN02-P2LB-122090 ¦ MRT-YT01-P2LB-122093 ¦ MRT-YT01-P2LB-122096 ¦ MRT-YT01-P2LB-122097 ¦ MRT-YT02-P3LB-122094 ¦ MRT-YT01-P3LB-122095 ¦ MRT-YD00-P3LB-122108 ¦ MRT-YD00-P3LB-122107 ¦ MRT-VN02-P3LB-122089 ¦ MRT-VN02-P3LB-122090 ¦ MRT-YT01-P3LB-122093 ¦ MRT-YT01-P3LB-122096 ¦ MRT-YT01-P3LB-122097 | [HRSG(For Block 2)]_HRSG_LOCAL INSTRUMENT DATASHEET & DRAWINGS ¦ [HRSG(For Block 2)]_HRSG_TRANSMITTER DATASHEET & DRAWINGS ¦ [HRSG(For Block 2)]_HRSG_I&C LOCAL PANEL DRAWINGS ¦ [HRSG(For Block 2)]_HRSG_SPEC. & DRAWING FOR RECIRCULATION PUMP ¦ [HRSG(For Block 2)]_HRSG_MOV DATASHEET & DRAWINGS ¦ [HRSG(For Block 2)]_HRSG_CV DATASHEET & DRAWINGS ¦ [HRSG(For Block 2)]_HRSG_CEMS DATASHEET & DRAWINGS ¦ [HRSG(For Block 2)]_HRSG_DRUM LEVEL GAUGE DATASHEET & DRAWINGS ¦ [HRSG(For Block 2)]_HRSG_FLOW ELEMENT DATASHEET & DRAWINGS ¦ [HRSG(For Block 3, 4)]_HRSG_LOCAL INSTRUMENT DATASHEET & DRAWINGS ¦ [HRSG(For Block 3, 4)]_HRSG_TRANSMITTER DATASHEET & DRAWINGS ¦ [HRSG(For Block 3, 4)]_HRSG_I&C LOCAL PANEL DRAWINGS ¦ [HRSG(For Block 3, 4)]_HRSG_SPEC. & DRAWING FOR RECIRCULATION PUMP ¦ [HRSG(For Block 3, 4)]_HRSG_MOV DATASHEET & DRAWINGS ¦ [HRSG(For Block 3, 4)]_HRSG_CV DATASHEET & DRAWINGS ¦ [HRSG(For Block 3, 4)]_HRSG_CEMS DATASHEET & DRAWINGS ¦ [HRSG(For Block 3, 4)]_HRSG_DRUM LEVEL GAUGE DATASHEET & DRAWINGS ¦ [HRSG(For Block 3, 4)]_HRSG_FLOW ELEMENT DATASHEET & DRAWINGS | Merged Block 2 vs Block 3/4 duplicate package deliverables; standardized to HRSG-level without project/block qualifiers based on repeated source titles. ¦ Composite deliverable split: Data Sheet & Drawings separated by Standard MDL naming rule.
393 | HRSG Vendor Document List | HRSG | Instrumentation & Control | Data Sheet | Instrument & Control System | Flow element | Transmitters | HRSG Transmitter Data Sheet | Vendor | Source-Grounded | Approved Source-Grounded | 6683 ¦ 6684 | Muara Tawar | MRT-YT02-P2LB-122094 ¦ MRT-YT01-P2LB-122095 ¦ MRT-YD00-P2LB-122108 ¦ MRT-YD00-P2LB-122107 ¦ MRT-VN02-P2LB-122089 ¦ MRT-VN02-P2LB-122090 ¦ MRT-YT01-P2LB-122093 ¦ MRT-YT01-P2LB-122096 ¦ MRT-YT01-P2LB-122097 ¦ MRT-YT02-P3LB-122094 ¦ MRT-YT01-P3LB-122095 ¦ MRT-YD00-P3LB-122108 ¦ MRT-YD00-P3LB-122107 ¦ MRT-VN02-P3LB-122089 ¦ MRT-VN02-P3LB-122090 ¦ MRT-YT01-P3LB-122093 ¦ MRT-YT01-P3LB-122096 ¦ MRT-YT01-P3LB-122097 | [HRSG(For Block 2)]_HRSG_LOCAL INSTRUMENT DATASHEET & DRAWINGS ¦ [HRSG(For Block 2)]_HRSG_TRANSMITTER DATASHEET & DRAWINGS ¦ [HRSG(For Block 2)]_HRSG_I&C LOCAL PANEL DRAWINGS ¦ [HRSG(For Block 2)]_HRSG_SPEC. & DRAWING FOR RECIRCULATION PUMP ¦ [HRSG(For Block 2)]_HRSG_MOV DATASHEET & DRAWINGS ¦ [HRSG(For Block 2)]_HRSG_CV DATASHEET & DRAWINGS ¦ [HRSG(For Block 2)]_HRSG_CEMS DATASHEET & DRAWINGS ¦ [HRSG(For Block 2)]_HRSG_DRUM LEVEL GAUGE DATASHEET & DRAWINGS ¦ [HRSG(For Block 2)]_HRSG_FLOW ELEMENT DATASHEET & DRAWINGS ¦ [HRSG(For Block 3, 4)]_HRSG_LOCAL INSTRUMENT DATASHEET & DRAWINGS ¦ [HRSG(For Block 3, 4)]_HRSG_TRANSMITTER DATASHEET & DRAWINGS ¦ [HRSG(For Block 3, 4)]_HRSG_I&C LOCAL PANEL DRAWINGS ¦ [HRSG(For Block 3, 4)]_HRSG_SPEC. & DRAWING FOR RECIRCULATION PUMP ¦ [HRSG(For Block 3, 4)]_HRSG_MOV DATASHEET & DRAWINGS ¦ [HRSG(For Block 3, 4)]_HRSG_CV DATASHEET & DRAWINGS ¦ [HRSG(For Block 3, 4)]_HRSG_CEMS DATASHEET & DRAWINGS ¦ [HRSG(For Block 3, 4)]_HRSG_DRUM LEVEL GAUGE DATASHEET & DRAWINGS ¦ [HRSG(For Block 3, 4)]_HRSG_FLOW ELEMENT DATASHEET & DRAWINGS | Split combined 'DATASHEET & DRAWINGS' set into a specific transmitter package line; merged across blocks. ¦ Composite deliverable split: Data Sheet & Drawings separated by Standard MDL naming rule.
394 | HRSG Vendor Document List | HRSG | Instrumentation & Control | Drawing | Instrument & Control System | Flow element | Transmitters | HRSG Transmitter Drawing | Vendor | Source-Grounded | Approved Source-Grounded | 6683 ¦ 6684 | Muara Tawar | MRT-YT02-P2LB-122094 ¦ MRT-YT01-P2LB-122095 ¦ MRT-YD00-P2LB-122108 ¦ MRT-YD00-P2LB-122107 ¦ MRT-VN02-P2LB-122089 ¦ MRT-VN02-P2LB-122090 ¦ MRT-YT01-P2LB-122093 ¦ MRT-YT01-P2LB-122096 ¦ MRT-YT01-P2LB-122097 ¦ MRT-YT02-P3LB-122094 ¦ MRT-YT01-P3LB-122095 ¦ MRT-YD00-P3LB-122108 ¦ MRT-YD00-P3LB-122107 ¦ MRT-VN02-P3LB-122089 ¦ MRT-VN02-P3LB-122090 ¦ MRT-YT01-P3LB-122093 ¦ MRT-YT01-P3LB-122096 ¦ MRT-YT01-P3LB-122097 | [HRSG(For Block 2)]_HRSG_LOCAL INSTRUMENT DATASHEET & DRAWINGS ¦ [HRSG(For Block 2)]_HRSG_TRANSMITTER DATASHEET & DRAWINGS ¦ [HRSG(For Block 2)]_HRSG_I&C LOCAL PANEL DRAWINGS ¦ [HRSG(For Block 2)]_HRSG_SPEC. & DRAWING FOR RECIRCULATION PUMP ¦ [HRSG(For Block 2)]_HRSG_MOV DATASHEET & DRAWINGS ¦ [HRSG(For Block 2)]_HRSG_CV DATASHEET & DRAWINGS ¦ [HRSG(For Block 2)]_HRSG_CEMS DATASHEET & DRAWINGS ¦ [HRSG(For Block 2)]_HRSG_DRUM LEVEL GAUGE DATASHEET & DRAWINGS ¦ [HRSG(For Block 2)]_HRSG_FLOW ELEMENT DATASHEET & DRAWINGS ¦ [HRSG(For Block 3, 4)]_HRSG_LOCAL INSTRUMENT DATASHEET & DRAWINGS ¦ [HRSG(For Block 3, 4)]_HRSG_TRANSMITTER DATASHEET & DRAWINGS ¦ [HRSG(For Block 3, 4)]_HRSG_I&C LOCAL PANEL DRAWINGS ¦ [HRSG(For Block 3, 4)]_HRSG_SPEC. & DRAWING FOR RECIRCULATION PUMP ¦ [HRSG(For Block 3, 4)]_HRSG_MOV DATASHEET & DRAWINGS ¦ [HRSG(For Block 3, 4)]_HRSG_CV DATASHEET & DRAWINGS ¦ [HRSG(For Block 3, 4)]_HRSG_CEMS DATASHEET & DRAWINGS ¦ [HRSG(For Block 3, 4)]_HRSG_DRUM LEVEL GAUGE DATASHEET & DRAWINGS ¦ [HRSG(For Block 3, 4)]_HRSG_FLOW ELEMENT DATASHEET & DRAWINGS | Split combined 'DATASHEET & DRAWINGS' set into a specific transmitter package line; merged across blocks. ¦ Composite deliverable split: Data Sheet & Drawings separated by Standard MDL naming rule.
395 | HRSG Vendor Document List | HRSG | Instrumentation & Control | Hook-Up Drawing | Instrument & Control System | General | Instrument hook-up (general) | HRSG Instrument Hook-Up Drawing | Vendor | Source-Grounded | Approved Source-Grounded | 6791 ¦ 6792 ¦ 6894 | Muara Tawar ¦ Karabatan ¦ Turkistan | MRT-YK00-P2LB-122076 ¦ MRT-YK00-P3LB-122076 ¦ T14211-7318-02-ME-B16-110 ¦ T14211-7318-02-ME-B16-214 ¦ CCP-W-B114-02-ME-H04-0080 | [HRSG(for Block 2)]_HRSG_HOOK UP DRAWING ¦ [HRSG(for Block 3, 4)]_HRSG_HOOK UP DRAWING ¦ HRSG_Instrument Hook-up for Diverter & Guillotine Damper ¦ HRSG_Instrument Hook-up drawings for Duct Burner System ¦ HRSG_Hook Up Drawing | Merged generic HRSG hook-up drawings across projects/blocks; kept system-specific hook-ups (damper/duct burner/SCR) as separate rows.
396 | HRSG Vendor Document List | HRSG | Instrumentation & Control | Technical Data Sheet | Instrument & Control System | HRSG | Diverter damper and guillotine damper instruments | HRSG Diverter and Guillotine Damper Instrument Data Sheets | Vendor | Source-Grounded | Approved Source-Grounded | 6730 | R&N | SAU4005-G011-HYA-&EDA-04920 ¦ SAU4005-G011-HYA-&EDA-04934 ¦ SAU4005-G011-HNY-&MDA-04975 ¦ SAU4005-G011-HHA-&MDA-05014 ¦ SAU4005-G011-HHA-&MDA-05012 ¦ SAU4005-G011-HNY-&MDA-05058 ¦ SAU4005-G011-HYA-&EDA-04955 | HRSG(V) - Instrument Data Sheet for Diverter & Guillotine Damper ¦ HRSG(V) - Instrument List and Data Sheet for CEMS ¦ HRSG(V) - Instrument Data Sheet for SCR ¦ HRSG(V) - Instrument Data Sheet for Duct Burner ¦ HRSG(V) - Cooling Air Fan Data Sheet for Duct Burner ¦ HRSG(V) - Material Safety Data Sheet for SCR ¦ HRSG(V) - Motor Data Sheet | Standardized combined damper instrument data sheet wording; retained as distinct from hook-up drawings.
397 | HRSG Vendor Document List | HRSG | Instrumentation & Control | Hook-Up Drawing | Instrument & Control System | HRSG | Diverter damper and guillotine damper instruments | HRSG Diverter and Guillotine Damper Instrument Hook-Up Drawings | Vendor | Source-Grounded | Approved Source-Grounded | 6894 ¦ 7045 | Karabatan ¦ Turkistan ¦ R&N | T14211-7318-02-ME-B16-110 ¦ T14211-7318-02-ME-B16-214 ¦ CCP-W-B114-02-ME-H04-0080 ¦ SAU4005-G011-HYA-&EMA-04916 ¦ SAU4005-G011-HNY-&MLD-04974 ¦ SAU4005-G011-HHA-&MLD-05013 | HRSG_Instrument Hook-up for Diverter & Guillotine Damper ¦ HRSG_Instrument Hook-up drawings for Duct Burner System ¦ HRSG_Hook Up Drawing ¦ HRSG(V) - Instrument Hook-up for Diverter & Guillotine Damper ¦ HRSG(V) - Instrument Hook-up for SCR ¦ HRSG(V) - Instrument Hook-up for Duct Burner | Merged same deliverable across projects (HRSG_Instrument Hook-up for Diverter & Guillotine Damper); kept separate from SCR and duct burner hook-ups.
398 | HRSG Vendor Document List | HRSG | Instrumentation & Control | Technical Data Sheet | Instrument & Control System | HRSG | Duct burner cooling air fan | HRSG Duct Burner Cooling Air Fan Data Sheet | Vendor | Source-Grounded | Approved Source-Grounded | 6730 | R&N | SAU4005-G011-HYA-&EDA-04920 ¦ SAU4005-G011-HYA-&EDA-04934 ¦ SAU4005-G011-HNY-&MDA-04975 ¦ SAU4005-G011-HHA-&MDA-05014 ¦ SAU4005-G011-HHA-&MDA-05012 ¦ SAU4005-G011-HNY-&MDA-05058 ¦ SAU4005-G011-HYA-&EDA-04955 | HRSG(V) - Instrument Data Sheet for Diverter & Guillotine Damper ¦ HRSG(V) - Instrument List and Data Sheet for CEMS ¦ HRSG(V) - Instrument Data Sheet for SCR ¦ HRSG(V) - Instrument Data Sheet for Duct Burner ¦ HRSG(V) - Cooling Air Fan Data Sheet for Duct Burner ¦ HRSG(V) - Material Safety Data Sheet for SCR ¦ HRSG(V) - Motor Data Sheet | Explicitly listed in source titles; treated as a distinct equipment data sheet.
399 | HRSG Vendor Document List | HRSG | Instrumentation & Control | Technical Data Sheet | Instrument & Control System | HRSG | Duct burner instruments | HRSG Duct Burner Instrument Data Sheets | Vendor | Source-Grounded | Approved Source-Grounded | 6730 | R&N | SAU4005-G011-HYA-&EDA-04920 ¦ SAU4005-G011-HYA-&EDA-04934 ¦ SAU4005-G011-HNY-&MDA-04975 ¦ SAU4005-G011-HHA-&MDA-05014 ¦ SAU4005-G011-HHA-&MDA-05012 ¦ SAU4005-G011-HNY-&MDA-05058 ¦ SAU4005-G011-HYA-&EDA-04955 | HRSG(V) - Instrument Data Sheet for Diverter & Guillotine Damper ¦ HRSG(V) - Instrument List and Data Sheet for CEMS ¦ HRSG(V) - Instrument Data Sheet for SCR ¦ HRSG(V) - Instrument Data Sheet for Duct Burner ¦ HRSG(V) - Cooling Air Fan Data Sheet for Duct Burner ¦ HRSG(V) - Material Safety Data Sheet for SCR ¦ HRSG(V) - Motor Data Sheet | Source explicitly lists 'Instrument Data Sheet for Duct Burner'; separated from hook-up drawings and GA drawings.
400 | HRSG Vendor Document List | HRSG | Instrumentation & Control | Hook-Up Drawing | Instrument & Control System | HRSG | Duct burner instruments | HRSG Duct Burner Instrument Hook-Up Drawings | Vendor | Source-Grounded | Approved Source-Grounded | 6894 ¦ 7045 | Karabatan ¦ Turkistan ¦ R&N | T14211-7318-02-ME-B16-110 ¦ T14211-7318-02-ME-B16-214 ¦ CCP-W-B114-02-ME-H04-0080 ¦ SAU4005-G011-HYA-&EMA-04916 ¦ SAU4005-G011-HNY-&MLD-04974 ¦ SAU4005-G011-HHA-&MLD-05013 | HRSG_Instrument Hook-up for Diverter & Guillotine Damper ¦ HRSG_Instrument Hook-up drawings for Duct Burner System ¦ HRSG_Hook Up Drawing ¦ HRSG(V) - Instrument Hook-up for Diverter & Guillotine Damper ¦ HRSG(V) - Instrument Hook-up for SCR ¦ HRSG(V) - Instrument Hook-up for Duct Burner | Merged same deliverable across projects; maintained duct burner scope separation.
401 | HRSG Vendor Document List | HRSG | Instrumentation & Control | Technical Data Sheet | Instrument & Control System | HRSG | Feedwater pump instruments | HRSG Feedwater Pump Instrument List and Data Sheets | Vendor | Source-Grounded | Approved Source-Grounded | 6877 | Fadhili | T16182-YT02-P0LAC-126011 | HRSG FEEDWATER PUMP - LIST AND DATA SHEET FOR INSTRUMENT | Standardized from 'HRSG FEEDWATER PUMP - LIST AND DATA SHEET FOR INSTRUMENT'.
402 | HRSG Vendor Document List | HRSG | Instrumentation & Control | Instruments | Instrument & Control System | HRSG | Field instruments | HRSG Field Instruments | Vendor | Source-Grounded | Approved Source-Grounded | 6722 | Turkistan | CCP-W-B114-02-ME-H21-0074 | HRSG_Field Instruments | Standardized from 'HRSG_Field Instruments'; retained as a distinct vendor deliverable type.
403 | HRSG Vendor Document List | HRSG | Instrumentation & Control | LOCATION | Instrument & Control System | HRSG | Instruments | HRSG Instrument Location | Vendor | Source-Grounded | Approved Source-Grounded | 6876 ¦ 6878 ¦ 6880 | Fadhili ¦ Muara Tawar | T16182-YM03-P0LB-122069 ¦ MRT-YM03-P2LB-122069 ¦ MRT-YM03-P3LB-122069 | HRSG - INSTRUMENT LOCATION ¦ [HRSG(For Block 2)]_HRSG_INSTRUMENT LOCATION ¦ [HRSG(For Block 3, 4)]_HRSG_INSTRUMENT LOCATION | Merged identical instrument location deliverables across projects/blocks into one standard HRSG instrument location deliverable.
404 | HRSG Vendor Document List | HRSG | Instrumentation & Control | Boxes | Instrument & Control System | HRSG | Junction boxes | HRSG Junction Boxes | Vendor | Source-Grounded | Approved Source-Grounded | 6943 | Turkistan | CCP-W-B114-02-ME-E14-0086 | HRSG_Junction Boxes | Standardized from 'HRSG_Junction Boxes'; treated as I&C scope deliverable.
405 | HRSG Vendor Document List | HRSG | Instrumentation & Control | Technical Data Sheet | Instrument & Control System | HRSG | Motor | HRSG Motor Data Sheet | Vendor | Source-Grounded | Approved Source-Grounded | 6730 | R&N | SAU4005-G011-HYA-&EDA-04920 ¦ SAU4005-G011-HYA-&EDA-04934 ¦ SAU4005-G011-HNY-&MDA-04975 ¦ SAU4005-G011-HHA-&MDA-05014 ¦ SAU4005-G011-HHA-&MDA-05012 ¦ SAU4005-G011-HNY-&MDA-05058 ¦ SAU4005-G011-HYA-&EDA-04955 | HRSG(V) - Instrument Data Sheet for Diverter & Guillotine Damper ¦ HRSG(V) - Instrument List and Data Sheet for CEMS ¦ HRSG(V) - Instrument Data Sheet for SCR ¦ HRSG(V) - Instrument Data Sheet for Duct Burner ¦ HRSG(V) - Cooling Air Fan Data Sheet for Duct Burner ¦ HRSG(V) - Material Safety Data Sheet for SCR ¦ HRSG(V) - Motor Data Sheet | Kept as a separate vendor data sheet item explicitly listed in source titles.
406 | HRSG Vendor Document List | HRSG | Instrumentation & Control | BOM | Instrument & Control System | HRSG | SCR electrical and I&C materials | HRSG SCR Electrical and I & C BOM | Vendor | Source-Grounded | Approved Source-Grounded | 6696 | R&N | SAU4005-G011-HNY-&MDA-04987 ¦ SAU4005-G011-H__-&MDA-04831 | HRSG(V) - Electrical and I&c BOM for SCR ¦ HRSG(V) - Data & BOM of Insulation for Piping | Split BOM item from mixed source title row; kept SCR-specific BOM separate from non-SCR BOMs.
407 | HRSG Vendor Document List | HRSG | Instrumentation & Control | Drawing | Instrument & Control System | HRSG | SCR instrument installation | HRSG SCR Instrument Installation Drawings | Vendor | Source-Grounded | Approved Source-Grounded | 6910 | Ukudu |  | INSTRUMENT DATA SHEET & DRAWING FOR HRSG SCR ¦ INSTRUMENT INSTALLATION DRAWING FOR HRSG SCR ¦ INSTRUMENT LOCATION DRAWING FOR HRSG SCR ¦ SPECIAL ITEM LIST & DRAWING FOR HRSG SCR | Derived from 'INSTRUMENT INSTALLATION DRAWING FOR HRSG SCR'; kept separate from data sheets and location.
408 | HRSG Vendor Document List | HRSG | Instrumentation & Control | Technical Data Sheet | Instrument & Control System | HRSG | SCR instruments | HRSG SCR Instrument Data Sheets | Vendor | Source-Grounded | Approved Source-Grounded | 6730 ¦ 6910 | R&N ¦ Ukudu | SAU4005-G011-HYA-&EDA-04920 ¦ SAU4005-G011-HYA-&EDA-04934 ¦ SAU4005-G011-HNY-&MDA-04975 ¦ SAU4005-G011-HHA-&MDA-05014 ¦ SAU4005-G011-HHA-&MDA-05012 ¦ SAU4005-G011-HNY-&MDA-05058 ¦ SAU4005-G011-HYA-&EDA-04955 | HRSG(V) - Instrument Data Sheet for Diverter & Guillotine Damper ¦ HRSG(V) - Instrument List and Data Sheet for CEMS ¦ HRSG(V) - Instrument Data Sheet for SCR ¦ HRSG(V) - Instrument Data Sheet for Duct Burner ¦ HRSG(V) - Cooling Air Fan Data Sheet for Duct Burner ¦ HRSG(V) - Material Safety Data Sheet for SCR ¦ HRSG(V) - Motor Data Sheet ¦ INSTRUMENT DATA SHEET & DRAWING FOR HRSG SCR ¦ INSTRUMENT INSTALLATION DRAWING FOR HRSG SCR ¦ INSTRUMENT LOCATION DRAWING FOR HRSG SCR ¦ SPECIAL ITEM LIST & DRAWING FOR HRSG SCR | Source includes 'Instrument Data Sheet for SCR' and SCR-specific drawing package; separated data sheets from installation/location drawings.
409 | HRSG Vendor Document List | HRSG | Instrumentation & Control | Hook-Up Drawing | Instrument & Control System | HRSG | SCR instruments | HRSG SCR Instrument Hook-Up Drawings | Vendor | Source-Grounded | Approved Source-Grounded | 7045 | R&N | SAU4005-G011-HYA-&EMA-04916 ¦ SAU4005-G011-HNY-&MLD-04974 ¦ SAU4005-G011-HHA-&MLD-05013 | HRSG(V) - Instrument Hook-up for Diverter & Guillotine Damper ¦ HRSG(V) - Instrument Hook-up for SCR ¦ HRSG(V) - Instrument Hook-up for Duct Burner | Explicitly listed in R&N source titles; kept SCR hook-up distinct from other HRSG hook-ups.
410 | HRSG Vendor Document List | HRSG | Instrumentation & Control | INSTRUMENT LOCATION | Instrument & Control System | HRSG | SCR instruments | HRSG SCR Instrument Location | Vendor | Source-Grounded | Approved Source-Grounded | 6985 ¦ 6910 | R&N ¦ Ukudu | SAU4005-G011-HNY-&MDA-04977 | HRSG(V) - INSTRUMENT LOCATION FOR SCR ¦ INSTRUMENT DATA SHEET & DRAWING FOR HRSG SCR ¦ INSTRUMENT INSTALLATION DRAWING FOR HRSG SCR ¦ INSTRUMENT LOCATION DRAWING FOR HRSG SCR ¦ SPECIAL ITEM LIST & DRAWING FOR HRSG SCR | Combined explicit 'INSTRUMENT LOCATION FOR SCR' with Ukudu SCR location drawing evidence; normalized to a single HRSG SCR instrument location deliverable.
411 | HRSG Vendor Document List | HRSG | Instrumentation & Control | BOM | Instrument & Control System | HRSG | SCR insulation (MSDS) | HRSG SCR Material Safety Data Sheet | Vendor | Source-Grounded | Needs Doosan Review | 6730 | R&N | SAU4005-G011-HYA-&EDA-04920 ¦ SAU4005-G011-HYA-&EDA-04934 ¦ SAU4005-G011-HNY-&MDA-04975 ¦ SAU4005-G011-HHA-&MDA-05014 ¦ SAU4005-G011-HHA-&MDA-05012 ¦ SAU4005-G011-HNY-&MDA-05058 ¦ SAU4005-G011-HYA-&EDA-04955 | HRSG(V) - Instrument Data Sheet for Diverter & Guillotine Damper ¦ HRSG(V) - Instrument List and Data Sheet for CEMS ¦ HRSG(V) - Instrument Data Sheet for SCR ¦ HRSG(V) - Instrument Data Sheet for Duct Burner ¦ HRSG(V) - Cooling Air Fan Data Sheet for Duct Burner ¦ HRSG(V) - Material Safety Data Sheet for SCR ¦ HRSG(V) - Motor Data Sheet | Source includes 'Material Safety Data Sheet for SCR' but document_type in source row is 'Technical Data Sheet'; standardized as MSDS deliverable and flagged for review due to type mismatch.
412 | HRSG Vendor Document List | HRSG | Instrumentation & Control | List | Instrument & Control System | HRSG | SCR special items | HRSG SCR Special Item List and Drawings | Vendor | Source-Grounded | Approved Source-Grounded | 6910 | Ukudu |  | INSTRUMENT DATA SHEET & DRAWING FOR HRSG SCR ¦ INSTRUMENT INSTALLATION DRAWING FOR HRSG SCR ¦ INSTRUMENT LOCATION DRAWING FOR HRSG SCR ¦ SPECIAL ITEM LIST & DRAWING FOR HRSG SCR | Preserved combined 'SPECIAL ITEM LIST & DRAWING' as one conventional deliverable phrase for SCR scope.
413 | HRSG Vendor Document List | HRSG | Instrumentation & Control | List | Instrument & Control System | Heat exchanger | DCS | HRSG DCS I/O List | Vendor | Source-Grounded | Approved Source-Grounded | 5465 ¦ 5698 | Fadhili ¦ Grati ¦ Karabatan ¦ Turkistan ¦ Ukudu ¦ R&N | T14211-7318-02-ME-B16-117 ¦ T14211-7318-02-ME-B16-223 ¦ T14211-7318-02-ME-E29-001 ¦ T16182-YL00-P0LB-122075 ¦ T16182-YL00-P0LB-122076 ¦ GRT-YL00-P1H-300051 ¦ T14211-7318-02-ME-H20-001 ¦ T14211-7318-02-ME-B16-113 ¦ T14211-7318-02-ME-B16-229 ¦ T14211-7318-02-ME-H21-001 ¦ CCP-W-B114-02-ME-H20-0068 ¦ CCP-W-B114-02-ME-H20-1014 ¦ T16182-XL00-P0LB-122030 ¦ T16182-XL00-P0LB-122031 ¦ T16182-XN00-P0LB-122033 ¦ T16182-XV00-P0LB-122038 ¦ T16182-XV00-P0LB-122039 ¦ T16182-YK10-P0LB-122077 ¦ T16182-YT01-P0LB-122102 ¦ GRT-QA00-P0H-040007 ¦ GRT-QA00-P0H-040009 ¦ GRT-QA00-P0H-040011 ¦ GRT-XL00-P1H-300028 ¦ T14211-7318-02-ME-P06-101 ¦ T14211-7318-02-ME-B16-119 ¦ T14211-7318-02-ME-B16-219 ¦ T14211-7318-02-ME-B16-228 ¦ T14211-7318-02-ME-B16-236 ¦ T14211-7318-02-ME-P14-001 ¦ T14211-7318-02-ME-B05-241~250 ¦ T14211-7318-02-ME-P10-101 ¦ CCP-W-B114-02-ME-B15-0001 ¦ CCP-W-B114-02-ME-P10-0061 ¦ CCP-W-B114-02-ME-P14-0062 ¦ CCP-W-B114-02-ME-P10-1013 ¦ T16182-XN00-P0LB-122034 ¦ GRT-QA00-P0H-040015 ¦ GRT-XN00-P1H-300029 ¦ T14211-7318-02-ME-B16-112 ¦ T14211-7318-02-ME-B16-227 ¦ SAU4005-G011-HYA-&EPC-04939 ¦ SAU4005-G011-HNY-&MDA-04960 ¦ SAU4005-G011-HHA-&MDA-05002 ¦ SAU4005-G011-HNE-&EPC-05106 ¦ SAU4005-G011-HNE-&EPA-05112 ¦ SAU4005-G011-HYA-&EPC-04892 ¦ SAU4005-G011-HYA-&EFP-04906 ¦ SAU4005-G011-HYA-&EDA-04919 ¦ SAU4005-G011-HYA-&EDA-04925 ¦ SAU4005-G011-HNY-&MDA-04976 ¦ SAU4005-G011-HHA-&MDA-05015 ¦ SAU4005-G011-HAN-&MLU-04830 ¦ SAU4005-G011-HA_-&MPD-04883 ¦ SAU4005-G011-HA_-&MPL-04885 ¦ SAU4005-G011-HYA-&EDA-04890 ¦ SAU4005-G011-HYA-&EFP-04907 ¦ SAU4005-G011-HYA-&EEC-04908 ¦ SAU4005-G011-HYA-&EFQ-04921 ¦ SAU4005-G011-HYA-&EFQ-04936 ¦ SAU4005-G011-HNY-&MFQ-04958 ¦ SAU4005-G011-HNY-&MDA-04982 ¦ SAU4005-G011-HNY-&MDA-04998 ¦ SAU4005-G011-HHA-&MFQ-05000 ¦ SAU4005-G011-HHA-&MDA-05019 ¦ SAU4005-G011-HHA-&MDA-05026 ¦ SAU4005-G011-HHA-&MDA-05029 ¦ SAU4005-G011-___-&BAB-05068 ¦ SAU4005-G011-HHA-&MDA-05096 ¦ SAU4005-G011-HNE-&EFP-05115 ¦ SAU4005-G011-HYA-&EDA-04891 ¦ SAU4005-G011-HYA-&EDA-04918 ¦ SAU4005-G011-HNY-&MDA-04991 ¦ SAU4005-G011-HHA-&MDA-05030 | HRSG_Cable List for Diverter & Guillotine Damper ¦ HRSG_BMS Cable & Panel Terminal List for Duct Burner System ¦ HRSG_Electrical load List for HRSG ¦ HRSG - INSTRUMENT LIST ¦ HRSG - INSTRUMENT LIST FOR DUCT BURNER SYSTEM ¦ [HRSG]_INSTRUMENT LIST ¦ HRSG_Instrument List ¦ HRSG_Instrument List for Diverter & Guillotine Damper ¦ HRSG_Instrument List for Duct Burner System ¦ HRSG_Diverter Damper - Instrument List ¦ HRSG_INSTRUMENT LIST ¦ HRSG_DCS I/O LIST ¦ HRSG - LINE LIST ¦ HRSG - LINE LIST FOR DUCT BURNER SYSTEM ¦ HRSG - MOV & CV LIST ¦ HRSG - BMS PANEL PART LIST FOR DUCT BURNER SYSTEM ¦ HRSG - EQUIPMENT LIST ¦ HRSG - ALARM AND TRIP SETTING LIST FOR DUCT BURNER SYSTEM ¦ HRSG - I/O LIST FOR BMS AND CEMS ¦ [HRSG]_Welders List for HRSG Heat Exchanger ¦ [HRSG]_Welders List for HRSG HP Drum ¦ [HRSG]_Welders List for HRSG LP Drum ¦ [HRSG]_LINE LIST ¦ HRSG_MOV & CV List ¦ HRSG_Alarm and Trip Setting List for Diverter & Guillotine Damper ¦ HRSG_BMS Panel Part List for Duct Burner System ¦ HRSG_Line List for Duct Burner System ¦ HRSG_Alarm and Trip Setting List for Duct Burner System ¦ HRSG_Line list with electronic file(EXCEL) ¦ HRSG_Vent & Drain Line (Module /Field weld) ¦ HRSG_Thermal Insulation List ¦ HRSG_Valves List ¦ HRSG_Lines List ¦ HRSG_Diverter Damper - Valves List ¦ HRSG_MOV LIST ¦ HRSG_LINE LIST ¦ HRSG - VALVE LIST FOR DUCT BURNER SYSTEM ¦ Welders List for HRSG Piping ¦ [HRSG]_VALVE LIST ¦ [HRSG]_Welders List for HRSG Piping ¦ HRSG_EXTERNAL PIPING LINE LIST ¦ HRSG_Valve List for Diverter & Guillotine Damper ¦ HRSG_Valve List for Duct Burner System ¦ HRSG_CONTROL VALVE LIST ¦ HRSG(V) - Electrical Load List ¦ HRSG(V) - Cable List for SCR ¦ HRSG(V) - Cable List for Duct Burner ¦ HRSG(V) - CEMS Electrical Load List ¦ HRSG(V) - CEMS Cable list ¦ HRSG(V) - Instrument List ¦ HRSG(V) - DCS I/O List ¦ HRSG(V) - Instrument List for Diverter & Guillotine Damper ¦ HRSG(V) - PLC I/O List for Diverter Damper (include Datalink IO list) ¦ HRSG(V) - Instrument List for SCR ¦ HRSG(V) - Instrument List for Duct Burner ¦ HRSG(V) - Vent & Drain Line (Module /Field weld) ¦ HRSG(V) - Line List ¦ HRSG(V) - Terminal Point List ¦ HRSG(V) - MOV List ¦ HRSG(V) - Alarm Set Point List ¦ HRSG(V) - Utility Consumption List ¦ HRSG(V) - Alarm and Trip Setting List for Diverter & Guillotine Damper ¦ HRSG(V) - Alarm and Trip Setting List for for CEMS ¦ HRSG(V) - Alarm and Trip Setting List for SCR ¦ HRSG(V) - Line List for SCR ¦ HRSG(V) - I/O List for SCR ¦ HRSG(V) - Alarm and Trip Setting List for Duct Burner ¦ HRSG(V) - Line List for Duct Burner ¦ HRSG(V) - BMS Communication List ¦ HRSG(V) - I/O List for DUCT BURNER ¦ HRSG(V) - Equipment List ¦ HRSG(V) - BMS IO List ¦ HRSG(V) - CEMS I/O Signals exchange List ¦ HRSG(V) - Control Valve List ¦ HRSG(V) - Valve List for Diverter & Guillotine Damper ¦ HRSG(V) - Valve List for SCR ¦ HRSG(V) - Valve List for Duct Burner | Merged DCS I/O list occurrences; maintained as distinct from PLC/BMS I/O lists.
414 | HRSG Vendor Document List | HRSG | Instrumentation & Control | List | Instrument & Control System | Heat exchanger | Diverter & Guillotine Damper | Diverter & Guillotine Damper Instrument List | Vendor | Source-Grounded | Approved Source-Grounded | 5465 ¦ 5698 | Fadhili ¦ Grati ¦ Karabatan ¦ Turkistan ¦ Ukudu ¦ R&N | T14211-7318-02-ME-B16-117 ¦ T14211-7318-02-ME-B16-223 ¦ T14211-7318-02-ME-E29-001 ¦ T16182-YL00-P0LB-122075 ¦ T16182-YL00-P0LB-122076 ¦ GRT-YL00-P1H-300051 ¦ T14211-7318-02-ME-H20-001 ¦ T14211-7318-02-ME-B16-113 ¦ T14211-7318-02-ME-B16-229 ¦ T14211-7318-02-ME-H21-001 ¦ CCP-W-B114-02-ME-H20-0068 ¦ CCP-W-B114-02-ME-H20-1014 ¦ T16182-XL00-P0LB-122030 ¦ T16182-XL00-P0LB-122031 ¦ T16182-XN00-P0LB-122033 ¦ T16182-XV00-P0LB-122038 ¦ T16182-XV00-P0LB-122039 ¦ T16182-YK10-P0LB-122077 ¦ T16182-YT01-P0LB-122102 ¦ GRT-QA00-P0H-040007 ¦ GRT-QA00-P0H-040009 ¦ GRT-QA00-P0H-040011 ¦ GRT-XL00-P1H-300028 ¦ T14211-7318-02-ME-P06-101 ¦ T14211-7318-02-ME-B16-119 ¦ T14211-7318-02-ME-B16-219 ¦ T14211-7318-02-ME-B16-228 ¦ T14211-7318-02-ME-B16-236 ¦ T14211-7318-02-ME-P14-001 ¦ T14211-7318-02-ME-B05-241~250 ¦ T14211-7318-02-ME-P10-101 ¦ CCP-W-B114-02-ME-B15-0001 ¦ CCP-W-B114-02-ME-P10-0061 ¦ CCP-W-B114-02-ME-P14-0062 ¦ CCP-W-B114-02-ME-P10-1013 ¦ T16182-XN00-P0LB-122034 ¦ GRT-QA00-P0H-040015 ¦ GRT-XN00-P1H-300029 ¦ T14211-7318-02-ME-B16-112 ¦ T14211-7318-02-ME-B16-227 ¦ SAU4005-G011-HYA-&EPC-04939 ¦ SAU4005-G011-HNY-&MDA-04960 ¦ SAU4005-G011-HHA-&MDA-05002 ¦ SAU4005-G011-HNE-&EPC-05106 ¦ SAU4005-G011-HNE-&EPA-05112 ¦ SAU4005-G011-HYA-&EPC-04892 ¦ SAU4005-G011-HYA-&EFP-04906 ¦ SAU4005-G011-HYA-&EDA-04919 ¦ SAU4005-G011-HYA-&EDA-04925 ¦ SAU4005-G011-HNY-&MDA-04976 ¦ SAU4005-G011-HHA-&MDA-05015 ¦ SAU4005-G011-HAN-&MLU-04830 ¦ SAU4005-G011-HA_-&MPD-04883 ¦ SAU4005-G011-HA_-&MPL-04885 ¦ SAU4005-G011-HYA-&EDA-04890 ¦ SAU4005-G011-HYA-&EFP-04907 ¦ SAU4005-G011-HYA-&EEC-04908 ¦ SAU4005-G011-HYA-&EFQ-04921 ¦ SAU4005-G011-HYA-&EFQ-04936 ¦ SAU4005-G011-HNY-&MFQ-04958 ¦ SAU4005-G011-HNY-&MDA-04982 ¦ SAU4005-G011-HNY-&MDA-04998 ¦ SAU4005-G011-HHA-&MFQ-05000 ¦ SAU4005-G011-HHA-&MDA-05019 ¦ SAU4005-G011-HHA-&MDA-05026 ¦ SAU4005-G011-HHA-&MDA-05029 ¦ SAU4005-G011-___-&BAB-05068 ¦ SAU4005-G011-HHA-&MDA-05096 ¦ SAU4005-G011-HNE-&EFP-05115 ¦ SAU4005-G011-HYA-&EDA-04891 ¦ SAU4005-G011-HYA-&EDA-04918 ¦ SAU4005-G011-HNY-&MDA-04991 ¦ SAU4005-G011-HHA-&MDA-05030 | HRSG_Cable List for Diverter & Guillotine Damper ¦ HRSG_BMS Cable & Panel Terminal List for Duct Burner System ¦ HRSG_Electrical load List for HRSG ¦ HRSG - INSTRUMENT LIST ¦ HRSG - INSTRUMENT LIST FOR DUCT BURNER SYSTEM ¦ [HRSG]_INSTRUMENT LIST ¦ HRSG_Instrument List ¦ HRSG_Instrument List for Diverter & Guillotine Damper ¦ HRSG_Instrument List for Duct Burner System ¦ HRSG_Diverter Damper - Instrument List ¦ HRSG_INSTRUMENT LIST ¦ HRSG_DCS I/O LIST ¦ HRSG - LINE LIST ¦ HRSG - LINE LIST FOR DUCT BURNER SYSTEM ¦ HRSG - MOV & CV LIST ¦ HRSG - BMS PANEL PART LIST FOR DUCT BURNER SYSTEM ¦ HRSG - EQUIPMENT LIST ¦ HRSG - ALARM AND TRIP SETTING LIST FOR DUCT BURNER SYSTEM ¦ HRSG - I/O LIST FOR BMS AND CEMS ¦ [HRSG]_Welders List for HRSG Heat Exchanger ¦ [HRSG]_Welders List for HRSG HP Drum ¦ [HRSG]_Welders List for HRSG LP Drum ¦ [HRSG]_LINE LIST ¦ HRSG_MOV & CV List ¦ HRSG_Alarm and Trip Setting List for Diverter & Guillotine Damper ¦ HRSG_BMS Panel Part List for Duct Burner System ¦ HRSG_Line List for Duct Burner System ¦ HRSG_Alarm and Trip Setting List for Duct Burner System ¦ HRSG_Line list with electronic file(EXCEL) ¦ HRSG_Vent & Drain Line (Module /Field weld) ¦ HRSG_Thermal Insulation List ¦ HRSG_Valves List ¦ HRSG_Lines List ¦ HRSG_Diverter Damper - Valves List ¦ HRSG_MOV LIST ¦ HRSG_LINE LIST ¦ HRSG - VALVE LIST FOR DUCT BURNER SYSTEM ¦ Welders List for HRSG Piping ¦ [HRSG]_VALVE LIST ¦ [HRSG]_Welders List for HRSG Piping ¦ HRSG_EXTERNAL PIPING LINE LIST ¦ HRSG_Valve List for Diverter & Guillotine Damper ¦ HRSG_Valve List for Duct Burner System ¦ HRSG_CONTROL VALVE LIST ¦ HRSG(V) - Electrical Load List ¦ HRSG(V) - Cable List for SCR ¦ HRSG(V) - Cable List for Duct Burner ¦ HRSG(V) - CEMS Electrical Load List ¦ HRSG(V) - CEMS Cable list ¦ HRSG(V) - Instrument List ¦ HRSG(V) - DCS I/O List ¦ HRSG(V) - Instrument List for Diverter & Guillotine Damper ¦ HRSG(V) - PLC I/O List for Diverter Damper (include Datalink IO list) ¦ HRSG(V) - Instrument List for SCR ¦ HRSG(V) - Instrument List for Duct Burner ¦ HRSG(V) - Vent & Drain Line (Module /Field weld) ¦ HRSG(V) - Line List ¦ HRSG(V) - Terminal Point List ¦ HRSG(V) - MOV List ¦ HRSG(V) - Alarm Set Point List ¦ HRSG(V) - Utility Consumption List ¦ HRSG(V) - Alarm and Trip Setting List for Diverter & Guillotine Damper ¦ HRSG(V) - Alarm and Trip Setting List for for CEMS ¦ HRSG(V) - Alarm and Trip Setting List for SCR ¦ HRSG(V) - Line List for SCR ¦ HRSG(V) - I/O List for SCR ¦ HRSG(V) - Alarm and Trip Setting List for Duct Burner ¦ HRSG(V) - Line List for Duct Burner ¦ HRSG(V) - BMS Communication List ¦ HRSG(V) - I/O List for DUCT BURNER ¦ HRSG(V) - Equipment List ¦ HRSG(V) - BMS IO List ¦ HRSG(V) - CEMS I/O Signals exchange List ¦ HRSG(V) - Control Valve List ¦ HRSG(V) - Valve List for Diverter & Guillotine Damper ¦ HRSG(V) - Valve List for SCR ¦ HRSG(V) - Valve List for Duct Burner | Separated diverter/guillotine-specific instrument list as an equipment-specific list referenced explicitly.
415 | HRSG Vendor Document List | HRSG | Instrumentation & Control | List | Instrument & Control System | Heat exchanger | HRSG | HRSG Instrument List | Vendor | Source-Grounded | Approved Source-Grounded | 5465 ¦ 5698 ¦ 6879 | Fadhili ¦ Grati ¦ Karabatan ¦ Turkistan ¦ Ukudu ¦ R&N ¦ Muara Tawar | T14211-7318-02-ME-B16-117 ¦ T14211-7318-02-ME-B16-223 ¦ T14211-7318-02-ME-E29-001 ¦ T16182-YL00-P0LB-122075 ¦ T16182-YL00-P0LB-122076 ¦ GRT-YL00-P1H-300051 ¦ T14211-7318-02-ME-H20-001 ¦ T14211-7318-02-ME-B16-113 ¦ T14211-7318-02-ME-B16-229 ¦ T14211-7318-02-ME-H21-001 ¦ CCP-W-B114-02-ME-H20-0068 ¦ CCP-W-B114-02-ME-H20-1014 ¦ T16182-XL00-P0LB-122030 ¦ T16182-XL00-P0LB-122031 ¦ T16182-XN00-P0LB-122033 ¦ T16182-XV00-P0LB-122038 ¦ T16182-XV00-P0LB-122039 ¦ T16182-YK10-P0LB-122077 ¦ T16182-YT01-P0LB-122102 ¦ GRT-QA00-P0H-040007 ¦ GRT-QA00-P0H-040009 ¦ GRT-QA00-P0H-040011 ¦ GRT-XL00-P1H-300028 ¦ T14211-7318-02-ME-P06-101 ¦ T14211-7318-02-ME-B16-119 ¦ T14211-7318-02-ME-B16-219 ¦ T14211-7318-02-ME-B16-228 ¦ T14211-7318-02-ME-B16-236 ¦ T14211-7318-02-ME-P14-001 ¦ T14211-7318-02-ME-B05-241~250 ¦ T14211-7318-02-ME-P10-101 ¦ CCP-W-B114-02-ME-B15-0001 ¦ CCP-W-B114-02-ME-P10-0061 ¦ CCP-W-B114-02-ME-P14-0062 ¦ CCP-W-B114-02-ME-P10-1013 ¦ T16182-XN00-P0LB-122034 ¦ GRT-QA00-P0H-040015 ¦ GRT-XN00-P1H-300029 ¦ T14211-7318-02-ME-B16-112 ¦ T14211-7318-02-ME-B16-227 ¦ SAU4005-G011-HYA-&EPC-04939 ¦ SAU4005-G011-HNY-&MDA-04960 ¦ SAU4005-G011-HHA-&MDA-05002 ¦ SAU4005-G011-HNE-&EPC-05106 ¦ SAU4005-G011-HNE-&EPA-05112 ¦ SAU4005-G011-HYA-&EPC-04892 ¦ SAU4005-G011-HYA-&EFP-04906 ¦ SAU4005-G011-HYA-&EDA-04919 ¦ SAU4005-G011-HYA-&EDA-04925 ¦ SAU4005-G011-HNY-&MDA-04976 ¦ SAU4005-G011-HHA-&MDA-05015 ¦ SAU4005-G011-HAN-&MLU-04830 ¦ SAU4005-G011-HA_-&MPD-04883 ¦ SAU4005-G011-HA_-&MPL-04885 ¦ SAU4005-G011-HYA-&EDA-04890 ¦ SAU4005-G011-HYA-&EFP-04907 ¦ SAU4005-G011-HYA-&EEC-04908 ¦ SAU4005-G011-HYA-&EFQ-04921 ¦ SAU4005-G011-HYA-&EFQ-04936 ¦ SAU4005-G011-HNY-&MFQ-04958 ¦ SAU4005-G011-HNY-&MDA-04982 ¦ SAU4005-G011-HNY-&MDA-04998 ¦ SAU4005-G011-HHA-&MFQ-05000 ¦ SAU4005-G011-HHA-&MDA-05019 ¦ SAU4005-G011-HHA-&MDA-05026 ¦ SAU4005-G011-HHA-&MDA-05029 ¦ SAU4005-G011-___-&BAB-05068 ¦ SAU4005-G011-HHA-&MDA-05096 ¦ SAU4005-G011-HNE-&EFP-05115 ¦ SAU4005-G011-HYA-&EDA-04891 ¦ SAU4005-G011-HYA-&EDA-04918 ¦ SAU4005-G011-HNY-&MDA-04991 ¦ SAU4005-G011-HHA-&MDA-05030 ¦ MRT-YL00-P2LB-122075 | HRSG_Cable List for Diverter & Guillotine Damper ¦ HRSG_BMS Cable & Panel Terminal List for Duct Burner System ¦ HRSG_Electrical load List for HRSG ¦ HRSG - INSTRUMENT LIST ¦ HRSG - INSTRUMENT LIST FOR DUCT BURNER SYSTEM ¦ [HRSG]_INSTRUMENT LIST ¦ HRSG_Instrument List ¦ HRSG_Instrument List for Diverter & Guillotine Damper ¦ HRSG_Instrument List for Duct Burner System ¦ HRSG_Diverter Damper - Instrument List ¦ HRSG_INSTRUMENT LIST ¦ HRSG_DCS I/O LIST ¦ HRSG - LINE LIST ¦ HRSG - LINE LIST FOR DUCT BURNER SYSTEM ¦ HRSG - MOV & CV LIST ¦ HRSG - BMS PANEL PART LIST FOR DUCT BURNER SYSTEM ¦ HRSG - EQUIPMENT LIST ¦ HRSG - ALARM AND TRIP SETTING LIST FOR DUCT BURNER SYSTEM ¦ HRSG - I/O LIST FOR BMS AND CEMS ¦ [HRSG]_Welders List for HRSG Heat Exchanger ¦ [HRSG]_Welders List for HRSG HP Drum ¦ [HRSG]_Welders List for HRSG LP Drum ¦ [HRSG]_LINE LIST ¦ HRSG_MOV & CV List ¦ HRSG_Alarm and Trip Setting List for Diverter & Guillotine Damper ¦ HRSG_BMS Panel Part List for Duct Burner System ¦ HRSG_Line List for Duct Burner System ¦ HRSG_Alarm and Trip Setting List for Duct Burner System ¦ HRSG_Line list with electronic file(EXCEL) ¦ HRSG_Vent & Drain Line (Module /Field weld) ¦ HRSG_Thermal Insulation List ¦ HRSG_Valves List ¦ HRSG_Lines List ¦ HRSG_Diverter Damper - Valves List ¦ HRSG_MOV LIST ¦ HRSG_LINE LIST ¦ HRSG - VALVE LIST FOR DUCT BURNER SYSTEM ¦ Welders List for HRSG Piping ¦ [HRSG]_VALVE LIST ¦ [HRSG]_Welders List for HRSG Piping ¦ HRSG_EXTERNAL PIPING LINE LIST ¦ HRSG_Valve List for Diverter & Guillotine Damper ¦ HRSG_Valve List for Duct Burner System ¦ HRSG_CONTROL VALVE LIST ¦ HRSG(V) - Electrical Load List ¦ HRSG(V) - Cable List for SCR ¦ HRSG(V) - Cable List for Duct Burner ¦ HRSG(V) - CEMS Electrical Load List ¦ HRSG(V) - CEMS Cable list ¦ HRSG(V) - Instrument List ¦ HRSG(V) - DCS I/O List ¦ HRSG(V) - Instrument List for Diverter & Guillotine Damper ¦ HRSG(V) - PLC I/O List for Diverter Damper (include Datalink IO list) ¦ HRSG(V) - Instrument List for SCR ¦ HRSG(V) - Instrument List for Duct Burner ¦ HRSG(V) - Vent & Drain Line (Module /Field weld) ¦ HRSG(V) - Line List ¦ HRSG(V) - Terminal Point List ¦ HRSG(V) - MOV List ¦ HRSG(V) - Alarm Set Point List ¦ HRSG(V) - Utility Consumption List ¦ HRSG(V) - Alarm and Trip Setting List for Diverter & Guillotine Damper ¦ HRSG(V) - Alarm and Trip Setting List for for CEMS ¦ HRSG(V) - Alarm and Trip Setting List for SCR ¦ HRSG(V) - Line List for SCR ¦ HRSG(V) - I/O List for SCR ¦ HRSG(V) - Alarm and Trip Setting List for Duct Burner ¦ HRSG(V) - Line List for Duct Burner ¦ HRSG(V) - BMS Communication List ¦ HRSG(V) - I/O List for DUCT BURNER ¦ HRSG(V) - Equipment List ¦ HRSG(V) - BMS IO List ¦ HRSG(V) - CEMS I/O Signals exchange List ¦ HRSG(V) - Control Valve List ¦ HRSG(V) - Valve List for Diverter & Guillotine Damper ¦ HRSG(V) - Valve List for SCR ¦ HRSG(V) - Valve List for Duct Burner ¦ [HRSG(For Block 2, 3&4)]_HRSG_INSTRUMENT LIST | Merged generic HRSG instrument list variants into a standard instrument list deliverable. ¦ Standardized from 'HRSG_INSTRUMENT LIST'; removed block qualifiers as duplicates across blocks.
416 | HRSG Vendor Document List | HRSG | Instrumentation & Control | List | Instrument & Control System | Heat exchanger | MOV & CV | HRSG MOV & CV List | Vendor | Source-Grounded | Approved Source-Grounded | 5465 ¦ 5698 | Fadhili ¦ Grati ¦ Karabatan ¦ Turkistan ¦ Ukudu ¦ R&N | T14211-7318-02-ME-B16-117 ¦ T14211-7318-02-ME-B16-223 ¦ T14211-7318-02-ME-E29-001 ¦ T16182-YL00-P0LB-122075 ¦ T16182-YL00-P0LB-122076 ¦ GRT-YL00-P1H-300051 ¦ T14211-7318-02-ME-H20-001 ¦ T14211-7318-02-ME-B16-113 ¦ T14211-7318-02-ME-B16-229 ¦ T14211-7318-02-ME-H21-001 ¦ CCP-W-B114-02-ME-H20-0068 ¦ CCP-W-B114-02-ME-H20-1014 ¦ T16182-XL00-P0LB-122030 ¦ T16182-XL00-P0LB-122031 ¦ T16182-XN00-P0LB-122033 ¦ T16182-XV00-P0LB-122038 ¦ T16182-XV00-P0LB-122039 ¦ T16182-YK10-P0LB-122077 ¦ T16182-YT01-P0LB-122102 ¦ GRT-QA00-P0H-040007 ¦ GRT-QA00-P0H-040009 ¦ GRT-QA00-P0H-040011 ¦ GRT-XL00-P1H-300028 ¦ T14211-7318-02-ME-P06-101 ¦ T14211-7318-02-ME-B16-119 ¦ T14211-7318-02-ME-B16-219 ¦ T14211-7318-02-ME-B16-228 ¦ T14211-7318-02-ME-B16-236 ¦ T14211-7318-02-ME-P14-001 ¦ T14211-7318-02-ME-B05-241~250 ¦ T14211-7318-02-ME-P10-101 ¦ CCP-W-B114-02-ME-B15-0001 ¦ CCP-W-B114-02-ME-P10-0061 ¦ CCP-W-B114-02-ME-P14-0062 ¦ CCP-W-B114-02-ME-P10-1013 ¦ T16182-XN00-P0LB-122034 ¦ GRT-QA00-P0H-040015 ¦ GRT-XN00-P1H-300029 ¦ T14211-7318-02-ME-B16-112 ¦ T14211-7318-02-ME-B16-227 ¦ SAU4005-G011-HYA-&EPC-04939 ¦ SAU4005-G011-HNY-&MDA-04960 ¦ SAU4005-G011-HHA-&MDA-05002 ¦ SAU4005-G011-HNE-&EPC-05106 ¦ SAU4005-G011-HNE-&EPA-05112 ¦ SAU4005-G011-HYA-&EPC-04892 ¦ SAU4005-G011-HYA-&EFP-04906 ¦ SAU4005-G011-HYA-&EDA-04919 ¦ SAU4005-G011-HYA-&EDA-04925 ¦ SAU4005-G011-HNY-&MDA-04976 ¦ SAU4005-G011-HHA-&MDA-05015 ¦ SAU4005-G011-HAN-&MLU-04830 ¦ SAU4005-G011-HA_-&MPD-04883 ¦ SAU4005-G011-HA_-&MPL-04885 ¦ SAU4005-G011-HYA-&EDA-04890 ¦ SAU4005-G011-HYA-&EFP-04907 ¦ SAU4005-G011-HYA-&EEC-04908 ¦ SAU4005-G011-HYA-&EFQ-04921 ¦ SAU4005-G011-HYA-&EFQ-04936 ¦ SAU4005-G011-HNY-&MFQ-04958 ¦ SAU4005-G011-HNY-&MDA-04982 ¦ SAU4005-G011-HNY-&MDA-04998 ¦ SAU4005-G011-HHA-&MFQ-05000 ¦ SAU4005-G011-HHA-&MDA-05019 ¦ SAU4005-G011-HHA-&MDA-05026 ¦ SAU4005-G011-HHA-&MDA-05029 ¦ SAU4005-G011-___-&BAB-05068 ¦ SAU4005-G011-HHA-&MDA-05096 ¦ SAU4005-G011-HNE-&EFP-05115 ¦ SAU4005-G011-HYA-&EDA-04891 ¦ SAU4005-G011-HYA-&EDA-04918 ¦ SAU4005-G011-HNY-&MDA-04991 ¦ SAU4005-G011-HHA-&MDA-05030 | HRSG_Cable List for Diverter & Guillotine Damper ¦ HRSG_BMS Cable & Panel Terminal List for Duct Burner System ¦ HRSG_Electrical load List for HRSG ¦ HRSG - INSTRUMENT LIST ¦ HRSG - INSTRUMENT LIST FOR DUCT BURNER SYSTEM ¦ [HRSG]_INSTRUMENT LIST ¦ HRSG_Instrument List ¦ HRSG_Instrument List for Diverter & Guillotine Damper ¦ HRSG_Instrument List for Duct Burner System ¦ HRSG_Diverter Damper - Instrument List ¦ HRSG_INSTRUMENT LIST ¦ HRSG_DCS I/O LIST ¦ HRSG - LINE LIST ¦ HRSG - LINE LIST FOR DUCT BURNER SYSTEM ¦ HRSG - MOV & CV LIST ¦ HRSG - BMS PANEL PART LIST FOR DUCT BURNER SYSTEM ¦ HRSG - EQUIPMENT LIST ¦ HRSG - ALARM AND TRIP SETTING LIST FOR DUCT BURNER SYSTEM ¦ HRSG - I/O LIST FOR BMS AND CEMS ¦ [HRSG]_Welders List for HRSG Heat Exchanger ¦ [HRSG]_Welders List for HRSG HP Drum ¦ [HRSG]_Welders List for HRSG LP Drum ¦ [HRSG]_LINE LIST ¦ HRSG_MOV & CV List ¦ HRSG_Alarm and Trip Setting List for Diverter & Guillotine Damper ¦ HRSG_BMS Panel Part List for Duct Burner System ¦ HRSG_Line List for Duct Burner System ¦ HRSG_Alarm and Trip Setting List for Duct Burner System ¦ HRSG_Line list with electronic file(EXCEL) ¦ HRSG_Vent & Drain Line (Module /Field weld) ¦ HRSG_Thermal Insulation List ¦ HRSG_Valves List ¦ HRSG_Lines List ¦ HRSG_Diverter Damper - Valves List ¦ HRSG_MOV LIST ¦ HRSG_LINE LIST ¦ HRSG - VALVE LIST FOR DUCT BURNER SYSTEM ¦ Welders List for HRSG Piping ¦ [HRSG]_VALVE LIST ¦ [HRSG]_Welders List for HRSG Piping ¦ HRSG_EXTERNAL PIPING LINE LIST ¦ HRSG_Valve List for Diverter & Guillotine Damper ¦ HRSG_Valve List for Duct Burner System ¦ HRSG_CONTROL VALVE LIST ¦ HRSG(V) - Electrical Load List ¦ HRSG(V) - Cable List for SCR ¦ HRSG(V) - Cable List for Duct Burner ¦ HRSG(V) - CEMS Electrical Load List ¦ HRSG(V) - CEMS Cable list ¦ HRSG(V) - Instrument List ¦ HRSG(V) - DCS I/O List ¦ HRSG(V) - Instrument List for Diverter & Guillotine Damper ¦ HRSG(V) - PLC I/O List for Diverter Damper (include Datalink IO list) ¦ HRSG(V) - Instrument List for SCR ¦ HRSG(V) - Instrument List for Duct Burner ¦ HRSG(V) - Vent & Drain Line (Module /Field weld) ¦ HRSG(V) - Line List ¦ HRSG(V) - Terminal Point List ¦ HRSG(V) - MOV List ¦ HRSG(V) - Alarm Set Point List ¦ HRSG(V) - Utility Consumption List ¦ HRSG(V) - Alarm and Trip Setting List for Diverter & Guillotine Damper ¦ HRSG(V) - Alarm and Trip Setting List for for CEMS ¦ HRSG(V) - Alarm and Trip Setting List for SCR ¦ HRSG(V) - Line List for SCR ¦ HRSG(V) - I/O List for SCR ¦ HRSG(V) - Alarm and Trip Setting List for Duct Burner ¦ HRSG(V) - Line List for Duct Burner ¦ HRSG(V) - BMS Communication List ¦ HRSG(V) - I/O List for DUCT BURNER ¦ HRSG(V) - Equipment List ¦ HRSG(V) - BMS IO List ¦ HRSG(V) - CEMS I/O Signals exchange List ¦ HRSG(V) - Control Valve List ¦ HRSG(V) - Valve List for Diverter & Guillotine Damper ¦ HRSG(V) - Valve List for SCR ¦ HRSG(V) - Valve List for Duct Burner | Merged repeated MOV/CV list variants across sources into one standardized deliverable.
417 | HRSG Vendor Document List | HRSG | Instrumentation & Control | Data Sheet | Instrument & Control System | Instrument Rack | Continuous Emissions Monitoring System | CEMS Data Sheet | Vendor | Source-Grounded | Approved Source-Grounded | 20 ¦ 6621 ¦ 5575 ¦ 5609 ¦ 5698 | R&N ¦ Fadhili ¦ Grati ¦ Karabatan ¦ Turkistan ¦ Ukudu | SAU4005-G011-HB_-&MEC-05070 ¦ SAU4005-G011-HYA-&EEC-04949 ¦ SAU4005-G011-HYA-&EDA-04901 ¦ SAU4005-G011-HYA-&EDB-04933 ¦ SAU4005-G011-HNY-&MDB-04990 ¦ SAU4005-G011-HHA-&MDB-05022 ¦ SAU4005-G011-ZEN-&MDC-05040 ¦ T16182-YT02-P0LB-122094 ¦ T16182-YT01-P0LB-122095 ¦ T14211-7318-02-ME-H21-101 ¦ T14211-7318-02-ME-H21-102 ¦ T14211-7318-02-ME-E14-001 ¦ T14211-7318-02-ME-B16-211 ¦ T14211-7318-02-ME-B16-213 ¦ T16182-YD00-P0LB-122006 ¦ T16182-CN00-P0LB-122040 ¦ T16182-YD00-P0LB-122049 ¦ T16182-YD00-P0LB-122050 ¦ T16182-YT01-P0LB-122051 ¦ T16182-YD00-P0LB-122052 ¦ T16182-YD00-P0LB-122054 ¦ T16182-YD00-P0LB-122056 ¦ T16182-VN02-P0LB-122089 ¦ T16182-VN02-P0LB-122090 ¦ T16182-YS00-P0LB-122091 ¦ T16182-YT01-P0LB-122093 ¦ T16182-YT01-P0LB-122096 ¦ T16182-YT01-P0LB-122097 ¦ T16182-YT01-P0LB-122098 ¦ T16182-UE00-P0LB-122111 ¦ GRT-YD00-P1H-300035 ¦ GRT-YD00-P1H-300037 ¦ GRT-YD00-P1H-300039 ¦ GRT-YD00-P1H-300040 ¦ GRT-YT01-P1H-300059 ¦ GRT-YT01-P1H-300060 ¦ GRT-YT01-P1H-300061 ¦ GRT-YT01-P1H-300063 ¦ GRT-YT02-P1H-300065 ¦ GRT-YT01-P1H-300069 ¦ T14211-7318-02-ME-P05-101 ¦ T14211-7318-02-ME-P05-102 ¦ T14211-7318-02-ME-P05-103 ¦ T14211-7318-02-ME-H21-103 ¦ T14211-7318-02-ME-H21-104 ¦ T14211-7318-02-ME-H21-105 ¦ T14211-7318-02-ME-H21-106 ¦ T14211-7318-02-ME-B16-011 ¦ T14211-7318-02-ME-B16-021 ¦ T14211-7318-02-ME-B16-041 ¦ T14211-7318-02-ME-B16-071 ¦ T14211-7318-02-ME-B16-107 ¦ T14211-7318-02-ME-B16-108 ¦ T14211-7318-02-ME-B16-208 ¦ T14211-7318-02-ME-B16-209 ¦ T14211-7318-02-ME-B16-210 ¦ T14211-7318-02-ME-B16-237 ¦ T14211-7318-02-ME-B05-106 ¦ T14211-7318-02-ME-B05-108 ¦ T14211-7318-02-ME-H05-001 ¦ CCP-W-B114-02-ME-B05-0023 ¦ CCP-W-B114-02-ME-H21-0081 ¦ CCP-W-B114-02-ME-B05-0015 ¦ CCP-W-B114-02-ME-B05-0021 ¦ CCP-W-B114-02-ME-B05-0022 ¦ CCP-W-B114-02-ME-B16-0028 ¦ CCP-W-B114-02-ME-B16-0030 ¦ CCP-W-B114-02-ME-B16-0032 ¦ CCP-W-B114-02-ME-B05-0034 ¦ CCP-W-B114-02-ME-B16-0035 ¦ T16182-YK00-P0LB-122073 ¦ GRT-YK09-P1H-300049 ¦ T14211-7318-02-ME-P99-001 ¦ SAU4005-G011-HYA-&ELB-04932 ¦ SAU4005-G011-HYA-&EEC-04944 ¦ SAU4005-G011-HYA-&EDA-04896 ¦ SAU4005-G011-HYA-&EFC-04926 ¦ SAU4005-G011-HNY-&MDA-04963 ¦ SAU4005-G011-HNY-&MDA-04984 ¦ SAU4005-G011-HNE-&EDA-04993 ¦ SAU4005-G011-HHA-&MDA-05005 ¦ SAU4005-G011-HHA-&MLU-05020 ¦ SAU4005-G011-HAA-&MLU-04826 ¦ SAU4005-G011-HAX-&MDA-04837 ¦ SAU4005-G011-LCQ-&MDA-04838 ¦ SAU4005-G011-LBF-&MDA-04839 ¦ SAU4005-G011-HNE-&MDA-04840 ¦ SAU4005-G011-HAA-&MLU-04842 ¦ SAU4005-G011-HAY-&MDA-04844 ¦ SAU4005-G011-H__-&MDB-04850 ¦ SAU4005-G011-H__-&MDB-04851 ¦ SAU4005-G011-SMH-&MDA-04853 ¦ SAU4005-G011-LCP-&MDA-04854 ¦ SAU4005-G011-H__-&MTB-04856 ¦ SAU4005-G011-HYA-&EDA-04895 ¦ SAU4005-G011-HYA-&EDA-04898 ¦ SAU4005-G011-HYA-&EDA-04903 ¦ SAU4005-G011-HNE-&EDA-04929 ¦ SAU4005-G011-HYA-&EEC-04942 ¦ SAU4005-G011-HNY-&MDA-04964 ¦ SAU4005-G011-HNY-&MLU-04968 ¦ SAU4005-G011-HNY-&MLU-04970 ¦ SAU4005-G011-HNY-&MDA-04978 ¦ SAU4005-G011-HNY-&MDA-04985 ¦ SAU4005-G011-HNY-&MDA-04992 ¦ SAU4005-G011-HHA-&MDA-05021 ¦ SAU4005-G011-HHA-&MDA-05031 ¦ SAU4005-G011-HHA-&MDA-05032 ¦ SAU4005-G011-HHA-&MDA-05033 ¦ SAU4005-G011-HHA-&MDA-05034 ¦ SAU4005-G011-HNY-&MLU-05129 ¦ SAU4005-G011-HNY-&MLU-05133 ¦ SAU4005-G011-HNY-&MDA-05147 ¦ SAU4005-G011-HA_-&MPA-04880 ¦ SAU4005-G011-HNY-&MLU-05131 ¦ SAU4005-G011-HYA-&EFA-04941 ¦ SAU4005-G011-HYA-&EMA-04953 ¦ SAU4005-G011-HNE-&EFB-05117 ¦ SAU4005-G011-HYA-&EPC-04939 ¦ SAU4005-G011-HNY-&MDA-04960 ¦ SAU4005-G011-HHA-&MDA-05002 ¦ SAU4005-G011-HNE-&EPC-05106 ¦ SAU4005-G011-HNE-&EPA-05112 ¦ SAU4005-G011-HYA-&EPC-04892 ¦ SAU4005-G011-HYA-&EFP-04906 ¦ SAU4005-G011-HYA-&EDA-04919 ¦ SAU4005-G011-HYA-&EDA-04925 ¦ SAU4005-G011-HNY-&MDA-04976 ¦ SAU4005-G011-HHA-&MDA-05015 ¦ SAU4005-G011-HAN-&MLU-04830 ¦ SAU4005-G011-HA_-&MPD-04883 ¦ SAU4005-G011-HA_-&MPL-04885 ¦ SAU4005-G011-HYA-&EDA-04890 ¦ SAU4005-G011-HYA-&EFP-04907 ¦ SAU4005-G011-HYA-&EEC-04908 ¦ SAU4005-G011-HYA-&EFQ-04921 ¦ SAU4005-G011-HYA-&EFQ-04936 ¦ SAU4005-G011-HNY-&MFQ-04958 ¦ SAU4005-G011-HNY-&MDA-04982 ¦ SAU4005-G011-HNY-&MDA-04998 ¦ SAU4005-G011-HHA-&MFQ-05000 ¦ SAU4005-G011-HHA-&MDA-05019 ¦ SAU4005-G011-HHA-&MDA-05026 ¦ SAU4005-G011-HHA-&MDA-05029 ¦ SAU4005-G011-___-&BAB-05068 ¦ SAU4005-G011-HHA-&MDA-05096 ¦ SAU4005-G011-HNE-&EFP-05115 ¦ SAU4005-G011-HYA-&EDA-04891 ¦ SAU4005-G011-HYA-&EDA-04918 ¦ SAU4005-G011-HNY-&MDA-04991 ¦ SAU4005-G011-HHA-&MDA-05030 | HRSG(V) - STEEL STRUCTURE MATERIAL SPECIFICATION ¦ HRSG(V) - CABLE SPECIFICATION ¦ HRSG(V) - Local Gauge and Temp. Element Specification ¦ HRSG(V) - Equipment Specification for CEMS ¦ HRSG(V) - Technical Specification for SCR ¦ HRSG(V) - Technical Specification for Duct Burner ¦ HRSG(V) - HRSG_Painting Specification ¦ HRSG - LOCAL INSTRUMENT DATASHEET & DRAWINGS ¦ HRSG - TRANSMITTER DATASHEET & DRAWINGS ¦ [DCR] Change HRSG Control valve drawings ¦ HRSG_Local Instrument Data Sheet/Drawings ¦ HRSG_Transmitter Data Sheet/Drawings ¦ HRSG_Power Distribution Panel and Junction Box Drawings ¦ HRSG_Instrument Air Header Drawing for Duct Burner System ¦ HRSG_I & C Architecture Drawing for Duct Burner System ¦ HRSG_SPEC. & DRAWING FOR VOC ANALYZER ¦ HRSG_CONTROL VALVE DATA SHEET & DRAWINGS ¦ HRSG_ TRANSMITTER DATA SHEET & DRAWINGS &CATALOG ¦ HRSG_JUNCTION BOX & INSTRUMENT RACK DRAWING ¦ HRSG - SPEC. & DRAWING FOR HOIST ¦ HRSG - HAZARDOUS AREA CLASSIFICATION SPECIFICATION & DRAWING FOR DUCT BURNER SYSTEM ¦ HRSG - SPEC. & DRAWING FOR STEAM DRUM ¦ HRSG - SPEC. & DRAWING FOR BLOWDOWN PUMP ¦ HRSG - SPEC. & DRAWING FOR SAFETY & RELIEF VALVE ¦ HRSG - SPEC. & DRAWING FOR STACK DAMPER ¦ HRSG - SPEC. & DRAWING FOR DEAERATOR & STORAGE TANK ¦ HRSG - POWER DISTRIBUTION PANEL DRAWINGS ¦ HRSG - MOV DATASHEET & DRAWINGS ¦ HRSG - CV DATASHEET & DRAWINGS ¦ HRSG - DESH. DATASHEET & DRAWINGS ¦ HRSG - CEMS DATASHEET & DRAWINGS ¦ HRSG - DRUM LEVEL GAUGE DATASHEET & DRAWINGS ¦ HRSG - FLOW ELEMENT DATASHEET & DRAWINGS ¦ HRSG - REMOTE DRUM LEVEL INDICATOR DATASHEET & DRAWINGS ¦ HRSG – PERPENDICULAR BAFFLE AND TIE PLATE ASSY DRAWINGS ¦ [HRSG]_SPEC. & DRAWING FOR STEAM DRUM ¦ [HRSG]_POWER DISTRIBUTION PANEL DRAWINGS ¦ [HRSG]_SPEC. & DRAWING FOR SAFETY & RELIEF VALVE ¦ [HRSG]_SPEC. & DRAWING FOR STACK DAMPER ¦ [HRSG]_MOV DATASHEET & DRAWINGS ¦ [HRSG]_CV DATASHEET & DRAWINGS ¦ [HRSG]_DESH. DATASHEET & DRAWINGS ¦ [HRSG]_CEMS DATASHEET & DRAWINGS ¦ [HRSG]_REMOTE DRUM LEVEL INDICATOR DATASHEET & DRAWINGS ¦ [HRSG]_ SPEC. & DRAWING FOR PREHEATER RECIRCULATION PUMP ¦ HRSG_MOV Data Sheet/Drawings ¦ HRSG_CV Data Sheet/Drawings ¦ HRSG_Desh. Data Sheet/Drawings ¦ HRSG_Drum Level Gauge Data Sheet/Drawings ¦ HRSG_Flow Element Data Sheet/Drawings ¦ HRSG_Remote Drum Level Indicator Datasheet/Drawings ¦ HRSG_CEMS Data Sheet/Drawings ¦ HRSG_SPEC. & DRAWING FOR SAFETY & RELIEF VALVE ¦ HRSG_SPEC. & DRAWING FOR STACK DAMPER ¦ HRSG_SPEC. & DRAWING FOR DEAERATOR, STORAGE TANK ¦ HRSG_SPEC. & DRAWING FOR CPH RECIRCULATION PUMP ¦ HRSG_Electric Actuator Specification & Drawing for Diverter & Guillotine Damper ¦ HRSG_Hoist Specification & Drawing for Diverter & Guillotine Damper ¦ HRSG_Fuel Gas Header Drawing for Duct Burner System ¦ HRSG_Ignition Gas Header Drawing for Duct Burner System ¦ HRSG_Cooling Air Header Drawing for Duct Burner System ¦ HRSG_Hazardous Area Classification Specification & Drawing for Duct Burner System ¦ HRSG_Manhole Cover for H.P Steam Drum ¦ HRSG_TYPICAL DRAWING FOR DRUM INSULATION ¦ HRSG_Power Distribution Panel Drawings ¦ HRSG_LP Drum Drawings ¦ HRSG_Spec. & Drawing of CEMS ¦ HRSG_HP Drum Drawings ¦ HRSG_Continuous Blowdown Tank Drawings ¦ HRSG_Atmospheric Blowdown Tank Drawings ¦ HRSG_Spec. & Drawing of Drain Pump ¦ HRSG_Spec. & Drawing of Exhaust Stack Damper ¦ HRSG_Spec. & Drawing of Deaerator ¦ HRSG_Spec. & Drawing of Hoist ¦ HRSG_Spec. & Drawing of Recirculation Pump ¦ HRSG_SPEC. & DRAWING FOR DESUPERHEATER ¦ HRSG_SPEC. & DRAWING FOR BLOW DOWN TANK ¦ HRSG_SPEC. & DRAWING FOR DEAERATOR ¦ HRSG_SPEC. & DRAWING FOR HOIST ¦ HRSG_SPEC. & DRAWING FOR RECIRCULATION PUMP ¦ HRSG_SPEC. & DRAWING FOR DIVERTER DAMPER ¦ HRSG_SPEC. & DRAWING FOR SCR ¦ AIG ARRAGEMENT DRAWING FOR HRSG SCR ¦ AMMONIA DISTRIBUTION HEADER DRAWING FOR HRSG SCR ¦ CATALYST DATA SHEET & DRAWING FOR HRSG SCR ¦ CATALYST BLOCK DRAWING FOR HRSG SCR ¦ EYE SHOWER DRAWING FOR HRSG SCR ¦ HRSG_SPEC. & DRAWING FOR CEMS ¦ HRSG_SPECIALTY DATA SHEET & DRAWING ¦ HRSG_MOV DATA SHEET & DRAWINGS ¦ HRSG LEVEL GAUGE DATA SHEET & DRAWINGS & CATALOG ¦ HRSG_REMOTE DRUM LEVEL INDICATOR DATASHEET/DRAWINGS CATALOG ¦ HRSG_ LOCAL GAUGE AND TEMPERATURE ELEMENT DATA SHEET&DRAWINGS &CATALOG ¦ HRSG_ LEVEL SWITCH DATA SHEET & DRAWINGS &CATALOG ¦ HRSG_ FLOW ELEMENT DATA SHEET & DRAWINGS &CATALOG ¦ HRSG_POWER DISTRIBUTION PANEL DRAWINGS ¦ HRSG_NAME PLATE DRAWING ¦ HRSG - SPECIALTY DRAWING FOR EXTERNAL PIPING ¦ [HRSG]_SPECIALTY DRAWING FOR EXTERNAL PIPING ¦ HRSG_SPECIALTY DRAWING FOR HRSG EXTERNAL PIPING ¦ HRSG_MANUAL VALVE LIST & DRAWINGS ¦ HRSG(V) - Nozzle Orientation and Cable Route Drawing for CEMS ¦ HRSG(V) - Lighting and Small Power Distribution Panel Drawings ¦ HRSG(V) - Control Valve Data Sheet/Drawings ¦ HRSG(V) - PLC HMI Drawing for Diverter Damper ¦ HRSG(V) - Control Valve Data Sheet & Drawings for SCR ¦ HRSG(V) - Junction Box Drawing for SCR ¦ HRSG(V) - SPEC. & Drawing of Analyzer for SCR ¦ HRSG(V) - Control Valve Data Sheet & Drawings for Duct Burner ¦ HRSG(V) - Junction Box Drawing for Duct Burner ¦ HRSG(V) - Typical Drawing for Drum Insulation ¦ HRSG(V) - Desuperheater Data Sheet & Drawings ¦ HRSG(V) - Spec. & Drawing for Blowdown Tank Pump ¦ HRSG(V) - Spec. & Drawing for Safety & Relief Valve ¦ HRSG(V) - Spec. & Drawing for Stack Damper ¦ HRSG(V) - Spec. & Drawing for Deaerator ¦ HRSG(V) - Spec. & Drawing for Boiler Stress Evaluator System ¦ HRSG(V) - HPU Specification & Drawing for Diverter & Guillotine Damper ¦ HRSG(V) - Hoist Specification & Drawing for Diverter & Guillotine Damper ¦ HRSG(V) - Spec. & Drawing for Hoist ¦ HRSG(V) - Spec. & Drawing for Recirculation Pump ¦ HRSG(V) - Name Plate Drawing ¦ HRSG(V) - MOV Data Sheet/Drawings ¦ HRSG(V) - Drum Level Gauge Datasheet/Drawings ¦ HRSG(V) - Remote Drum Level Indicator Datasheet/Drawings ¦ HRSG(V) - SPEC. & Drawing for CEMS ¦ HRSG(V) - Power Distribution Panel Drawings ¦ HRSG(V) - Catalyst Data Sheet & Drawings for SCR ¦ HRSG(V) - Dilution Tank Drawing for SCR ¦ HRSG(V) - Ammonia Distribution Header Drawing ¦ HRSG(V) - SPECIAL ITEM LIST AND DRAWING FOR SCR ¦ HRSG(V) - Local Panel Drawing for SCR ¦ HRSG(V) - Valve Drawing for SCR ¦ HRSG(V) - Local Panel / Control Panel Drawing for Duct Burner ¦ HRSG(V) - Valve Drawing for Duct Burner ¦ HRSG(V) - SPEC. & Drawing of Flame Scanner for Duct Burner ¦ HRSG(V) - SPEC. & Drawing of Ignition Burner for Duct Burner ¦ HRSG(V) - Hazardous Area Classification Specification & Drawing for Duct Burner ¦ HRSG(V) - Measurement Socket Drawing for SCR ¦ HRSG(V) - Equipment Insulation Drawing for SCR ¦ HRSG(V) – Hot Gas Circulation Fan VFD Drawing for SCR ¦ HRSG(V) - Specialty List and Drawing for HRSG Piping ¦ HRSG(V) - Piping Insulation Drawing for SCR ¦ HRSG(V) - Electrical Single Line Diagrams ¦ HRSG(V) - Single Line Diagram for Diverter & Guillotine Damper ¦ HRSG(V) - CEMS Single Line Diagram for Power Distribution ¦ HRSG(V) - Electrical Load List ¦ HRSG(V) - Cable List for SCR ¦ HRSG(V) - Cable List for Duct Burner ¦ HRSG(V) - CEMS Electrical Load List ¦ HRSG(V) - CEMS Cable list ¦ HRSG(V) - Instrument List ¦ HRSG(V) - DCS I/O List ¦ HRSG(V) - Instrument List for Diverter & Guillotine Damper ¦ HRSG(V) - PLC I/O List for Diverter Damper (include Datalink IO list) ¦ HRSG(V) - Instrument List for SCR ¦ HRSG(V) - Instrument List for Duct Burner ¦ HRSG(V) - Vent & Drain Line (Module /Field weld) ¦ HRSG(V) - Line List ¦ HRSG(V) - Terminal Point List ¦ HRSG(V) - MOV List ¦ HRSG(V) - Alarm Set Point List ¦ HRSG(V) - Utility Consumption List ¦ HRSG(V) - Alarm and Trip Setting List for Diverter & Guillotine Damper ¦ HRSG(V) - Alarm and Trip Setting List for for CEMS ¦ HRSG(V) - Alarm and Trip Setting List for SCR ¦ HRSG(V) - Line List for SCR ¦ HRSG(V) - I/O List for SCR ¦ HRSG(V) - Alarm and Trip Setting List for Duct Burner ¦ HRSG(V) - Line List for Duct Burner ¦ HRSG(V) - BMS Communication List ¦ HRSG(V) - I/O List for DUCT BURNER ¦ HRSG(V) - Equipment List ¦ HRSG(V) - BMS IO List ¦ HRSG(V) - CEMS I/O Signals exchange List ¦ HRSG(V) - Control Valve List ¦ HRSG(V) - Valve List for Diverter & Guillotine Damper ¦ HRSG(V) - Valve List for SCR ¦ HRSG(V) - Valve List for Duct Burner | Merged CEMS equipment specification and datasheet/drawing references into a consistent set of deliverables for CEMS under HRSG package. ¦ Composite deliverable split: Data Sheet & Drawings separated by Standard MDL naming rule.
418 | HRSG Vendor Document List | HRSG | Instrumentation & Control | Drawing | Instrument & Control System | Instrument Rack | Continuous Emissions Monitoring System | CEMS Drawing | Vendor | Source-Grounded | Approved Source-Grounded | 20 ¦ 6621 ¦ 5575 ¦ 5609 ¦ 5698 | R&N ¦ Fadhili ¦ Grati ¦ Karabatan ¦ Turkistan ¦ Ukudu | SAU4005-G011-HB_-&MEC-05070 ¦ SAU4005-G011-HYA-&EEC-04949 ¦ SAU4005-G011-HYA-&EDA-04901 ¦ SAU4005-G011-HYA-&EDB-04933 ¦ SAU4005-G011-HNY-&MDB-04990 ¦ SAU4005-G011-HHA-&MDB-05022 ¦ SAU4005-G011-ZEN-&MDC-05040 ¦ T16182-YT02-P0LB-122094 ¦ T16182-YT01-P0LB-122095 ¦ T14211-7318-02-ME-H21-101 ¦ T14211-7318-02-ME-H21-102 ¦ T14211-7318-02-ME-E14-001 ¦ T14211-7318-02-ME-B16-211 ¦ T14211-7318-02-ME-B16-213 ¦ T16182-YD00-P0LB-122006 ¦ T16182-CN00-P0LB-122040 ¦ T16182-YD00-P0LB-122049 ¦ T16182-YD00-P0LB-122050 ¦ T16182-YT01-P0LB-122051 ¦ T16182-YD00-P0LB-122052 ¦ T16182-YD00-P0LB-122054 ¦ T16182-YD00-P0LB-122056 ¦ T16182-VN02-P0LB-122089 ¦ T16182-VN02-P0LB-122090 ¦ T16182-YS00-P0LB-122091 ¦ T16182-YT01-P0LB-122093 ¦ T16182-YT01-P0LB-122096 ¦ T16182-YT01-P0LB-122097 ¦ T16182-YT01-P0LB-122098 ¦ T16182-UE00-P0LB-122111 ¦ GRT-YD00-P1H-300035 ¦ GRT-YD00-P1H-300037 ¦ GRT-YD00-P1H-300039 ¦ GRT-YD00-P1H-300040 ¦ GRT-YT01-P1H-300059 ¦ GRT-YT01-P1H-300060 ¦ GRT-YT01-P1H-300061 ¦ GRT-YT01-P1H-300063 ¦ GRT-YT02-P1H-300065 ¦ GRT-YT01-P1H-300069 ¦ T14211-7318-02-ME-P05-101 ¦ T14211-7318-02-ME-P05-102 ¦ T14211-7318-02-ME-P05-103 ¦ T14211-7318-02-ME-H21-103 ¦ T14211-7318-02-ME-H21-104 ¦ T14211-7318-02-ME-H21-105 ¦ T14211-7318-02-ME-H21-106 ¦ T14211-7318-02-ME-B16-011 ¦ T14211-7318-02-ME-B16-021 ¦ T14211-7318-02-ME-B16-041 ¦ T14211-7318-02-ME-B16-071 ¦ T14211-7318-02-ME-B16-107 ¦ T14211-7318-02-ME-B16-108 ¦ T14211-7318-02-ME-B16-208 ¦ T14211-7318-02-ME-B16-209 ¦ T14211-7318-02-ME-B16-210 ¦ T14211-7318-02-ME-B16-237 ¦ T14211-7318-02-ME-B05-106 ¦ T14211-7318-02-ME-B05-108 ¦ T14211-7318-02-ME-H05-001 ¦ CCP-W-B114-02-ME-B05-0023 ¦ CCP-W-B114-02-ME-H21-0081 ¦ CCP-W-B114-02-ME-B05-0015 ¦ CCP-W-B114-02-ME-B05-0021 ¦ CCP-W-B114-02-ME-B05-0022 ¦ CCP-W-B114-02-ME-B16-0028 ¦ CCP-W-B114-02-ME-B16-0030 ¦ CCP-W-B114-02-ME-B16-0032 ¦ CCP-W-B114-02-ME-B05-0034 ¦ CCP-W-B114-02-ME-B16-0035 ¦ T16182-YK00-P0LB-122073 ¦ GRT-YK09-P1H-300049 ¦ T14211-7318-02-ME-P99-001 ¦ SAU4005-G011-HYA-&ELB-04932 ¦ SAU4005-G011-HYA-&EEC-04944 ¦ SAU4005-G011-HYA-&EDA-04896 ¦ SAU4005-G011-HYA-&EFC-04926 ¦ SAU4005-G011-HNY-&MDA-04963 ¦ SAU4005-G011-HNY-&MDA-04984 ¦ SAU4005-G011-HNE-&EDA-04993 ¦ SAU4005-G011-HHA-&MDA-05005 ¦ SAU4005-G011-HHA-&MLU-05020 ¦ SAU4005-G011-HAA-&MLU-04826 ¦ SAU4005-G011-HAX-&MDA-04837 ¦ SAU4005-G011-LCQ-&MDA-04838 ¦ SAU4005-G011-LBF-&MDA-04839 ¦ SAU4005-G011-HNE-&MDA-04840 ¦ SAU4005-G011-HAA-&MLU-04842 ¦ SAU4005-G011-HAY-&MDA-04844 ¦ SAU4005-G011-H__-&MDB-04850 ¦ SAU4005-G011-H__-&MDB-04851 ¦ SAU4005-G011-SMH-&MDA-04853 ¦ SAU4005-G011-LCP-&MDA-04854 ¦ SAU4005-G011-H__-&MTB-04856 ¦ SAU4005-G011-HYA-&EDA-04895 ¦ SAU4005-G011-HYA-&EDA-04898 ¦ SAU4005-G011-HYA-&EDA-04903 ¦ SAU4005-G011-HNE-&EDA-04929 ¦ SAU4005-G011-HYA-&EEC-04942 ¦ SAU4005-G011-HNY-&MDA-04964 ¦ SAU4005-G011-HNY-&MLU-04968 ¦ SAU4005-G011-HNY-&MLU-04970 ¦ SAU4005-G011-HNY-&MDA-04978 ¦ SAU4005-G011-HNY-&MDA-04985 ¦ SAU4005-G011-HNY-&MDA-04992 ¦ SAU4005-G011-HHA-&MDA-05021 ¦ SAU4005-G011-HHA-&MDA-05031 ¦ SAU4005-G011-HHA-&MDA-05032 ¦ SAU4005-G011-HHA-&MDA-05033 ¦ SAU4005-G011-HHA-&MDA-05034 ¦ SAU4005-G011-HNY-&MLU-05129 ¦ SAU4005-G011-HNY-&MLU-05133 ¦ SAU4005-G011-HNY-&MDA-05147 ¦ SAU4005-G011-HA_-&MPA-04880 ¦ SAU4005-G011-HNY-&MLU-05131 ¦ SAU4005-G011-HYA-&EFA-04941 ¦ SAU4005-G011-HYA-&EMA-04953 ¦ SAU4005-G011-HNE-&EFB-05117 ¦ SAU4005-G011-HYA-&EPC-04939 ¦ SAU4005-G011-HNY-&MDA-04960 ¦ SAU4005-G011-HHA-&MDA-05002 ¦ SAU4005-G011-HNE-&EPC-05106 ¦ SAU4005-G011-HNE-&EPA-05112 ¦ SAU4005-G011-HYA-&EPC-04892 ¦ SAU4005-G011-HYA-&EFP-04906 ¦ SAU4005-G011-HYA-&EDA-04919 ¦ SAU4005-G011-HYA-&EDA-04925 ¦ SAU4005-G011-HNY-&MDA-04976 ¦ SAU4005-G011-HHA-&MDA-05015 ¦ SAU4005-G011-HAN-&MLU-04830 ¦ SAU4005-G011-HA_-&MPD-04883 ¦ SAU4005-G011-HA_-&MPL-04885 ¦ SAU4005-G011-HYA-&EDA-04890 ¦ SAU4005-G011-HYA-&EFP-04907 ¦ SAU4005-G011-HYA-&EEC-04908 ¦ SAU4005-G011-HYA-&EFQ-04921 ¦ SAU4005-G011-HYA-&EFQ-04936 ¦ SAU4005-G011-HNY-&MFQ-04958 ¦ SAU4005-G011-HNY-&MDA-04982 ¦ SAU4005-G011-HNY-&MDA-04998 ¦ SAU4005-G011-HHA-&MFQ-05000 ¦ SAU4005-G011-HHA-&MDA-05019 ¦ SAU4005-G011-HHA-&MDA-05026 ¦ SAU4005-G011-HHA-&MDA-05029 ¦ SAU4005-G011-___-&BAB-05068 ¦ SAU4005-G011-HHA-&MDA-05096 ¦ SAU4005-G011-HNE-&EFP-05115 ¦ SAU4005-G011-HYA-&EDA-04891 ¦ SAU4005-G011-HYA-&EDA-04918 ¦ SAU4005-G011-HNY-&MDA-04991 ¦ SAU4005-G011-HHA-&MDA-05030 | HRSG(V) - STEEL STRUCTURE MATERIAL SPECIFICATION ¦ HRSG(V) - CABLE SPECIFICATION ¦ HRSG(V) - Local Gauge and Temp. Element Specification ¦ HRSG(V) - Equipment Specification for CEMS ¦ HRSG(V) - Technical Specification for SCR ¦ HRSG(V) - Technical Specification for Duct Burner ¦ HRSG(V) - HRSG_Painting Specification ¦ HRSG - LOCAL INSTRUMENT DATASHEET & DRAWINGS ¦ HRSG - TRANSMITTER DATASHEET & DRAWINGS ¦ [DCR] Change HRSG Control valve drawings ¦ HRSG_Local Instrument Data Sheet/Drawings ¦ HRSG_Transmitter Data Sheet/Drawings ¦ HRSG_Power Distribution Panel and Junction Box Drawings ¦ HRSG_Instrument Air Header Drawing for Duct Burner System ¦ HRSG_I & C Architecture Drawing for Duct Burner System ¦ HRSG_SPEC. & DRAWING FOR VOC ANALYZER ¦ HRSG_CONTROL VALVE DATA SHEET & DRAWINGS ¦ HRSG_ TRANSMITTER DATA SHEET & DRAWINGS &CATALOG ¦ HRSG_JUNCTION BOX & INSTRUMENT RACK DRAWING ¦ HRSG - SPEC. & DRAWING FOR HOIST ¦ HRSG - HAZARDOUS AREA CLASSIFICATION SPECIFICATION & DRAWING FOR DUCT BURNER SYSTEM ¦ HRSG - SPEC. & DRAWING FOR STEAM DRUM ¦ HRSG - SPEC. & DRAWING FOR BLOWDOWN PUMP ¦ HRSG - SPEC. & DRAWING FOR SAFETY & RELIEF VALVE ¦ HRSG - SPEC. & DRAWING FOR STACK DAMPER ¦ HRSG - SPEC. & DRAWING FOR DEAERATOR & STORAGE TANK ¦ HRSG - POWER DISTRIBUTION PANEL DRAWINGS ¦ HRSG - MOV DATASHEET & DRAWINGS ¦ HRSG - CV DATASHEET & DRAWINGS ¦ HRSG - DESH. DATASHEET & DRAWINGS ¦ HRSG - CEMS DATASHEET & DRAWINGS ¦ HRSG - DRUM LEVEL GAUGE DATASHEET & DRAWINGS ¦ HRSG - FLOW ELEMENT DATASHEET & DRAWINGS ¦ HRSG - REMOTE DRUM LEVEL INDICATOR DATASHEET & DRAWINGS ¦ HRSG – PERPENDICULAR BAFFLE AND TIE PLATE ASSY DRAWINGS ¦ [HRSG]_SPEC. & DRAWING FOR STEAM DRUM ¦ [HRSG]_POWER DISTRIBUTION PANEL DRAWINGS ¦ [HRSG]_SPEC. & DRAWING FOR SAFETY & RELIEF VALVE ¦ [HRSG]_SPEC. & DRAWING FOR STACK DAMPER ¦ [HRSG]_MOV DATASHEET & DRAWINGS ¦ [HRSG]_CV DATASHEET & DRAWINGS ¦ [HRSG]_DESH. DATASHEET & DRAWINGS ¦ [HRSG]_CEMS DATASHEET & DRAWINGS ¦ [HRSG]_REMOTE DRUM LEVEL INDICATOR DATASHEET & DRAWINGS ¦ [HRSG]_ SPEC. & DRAWING FOR PREHEATER RECIRCULATION PUMP ¦ HRSG_MOV Data Sheet/Drawings ¦ HRSG_CV Data Sheet/Drawings ¦ HRSG_Desh. Data Sheet/Drawings ¦ HRSG_Drum Level Gauge Data Sheet/Drawings ¦ HRSG_Flow Element Data Sheet/Drawings ¦ HRSG_Remote Drum Level Indicator Datasheet/Drawings ¦ HRSG_CEMS Data Sheet/Drawings ¦ HRSG_SPEC. & DRAWING FOR SAFETY & RELIEF VALVE ¦ HRSG_SPEC. & DRAWING FOR STACK DAMPER ¦ HRSG_SPEC. & DRAWING FOR DEAERATOR, STORAGE TANK ¦ HRSG_SPEC. & DRAWING FOR CPH RECIRCULATION PUMP ¦ HRSG_Electric Actuator Specification & Drawing for Diverter & Guillotine Damper ¦ HRSG_Hoist Specification & Drawing for Diverter & Guillotine Damper ¦ HRSG_Fuel Gas Header Drawing for Duct Burner System ¦ HRSG_Ignition Gas Header Drawing for Duct Burner System ¦ HRSG_Cooling Air Header Drawing for Duct Burner System ¦ HRSG_Hazardous Area Classification Specification & Drawing for Duct Burner System ¦ HRSG_Manhole Cover for H.P Steam Drum ¦ HRSG_TYPICAL DRAWING FOR DRUM INSULATION ¦ HRSG_Power Distribution Panel Drawings ¦ HRSG_LP Drum Drawings ¦ HRSG_Spec. & Drawing of CEMS ¦ HRSG_HP Drum Drawings ¦ HRSG_Continuous Blowdown Tank Drawings ¦ HRSG_Atmospheric Blowdown Tank Drawings ¦ HRSG_Spec. & Drawing of Drain Pump ¦ HRSG_Spec. & Drawing of Exhaust Stack Damper ¦ HRSG_Spec. & Drawing of Deaerator ¦ HRSG_Spec. & Drawing of Hoist ¦ HRSG_Spec. & Drawing of Recirculation Pump ¦ HRSG_SPEC. & DRAWING FOR DESUPERHEATER ¦ HRSG_SPEC. & DRAWING FOR BLOW DOWN TANK ¦ HRSG_SPEC. & DRAWING FOR DEAERATOR ¦ HRSG_SPEC. & DRAWING FOR HOIST ¦ HRSG_SPEC. & DRAWING FOR RECIRCULATION PUMP ¦ HRSG_SPEC. & DRAWING FOR DIVERTER DAMPER ¦ HRSG_SPEC. & DRAWING FOR SCR ¦ AIG ARRAGEMENT DRAWING FOR HRSG SCR ¦ AMMONIA DISTRIBUTION HEADER DRAWING FOR HRSG SCR ¦ CATALYST DATA SHEET & DRAWING FOR HRSG SCR ¦ CATALYST BLOCK DRAWING FOR HRSG SCR ¦ EYE SHOWER DRAWING FOR HRSG SCR ¦ HRSG_SPEC. & DRAWING FOR CEMS ¦ HRSG_SPECIALTY DATA SHEET & DRAWING ¦ HRSG_MOV DATA SHEET & DRAWINGS ¦ HRSG LEVEL GAUGE DATA SHEET & DRAWINGS & CATALOG ¦ HRSG_REMOTE DRUM LEVEL INDICATOR DATASHEET/DRAWINGS CATALOG ¦ HRSG_ LOCAL GAUGE AND TEMPERATURE ELEMENT DATA SHEET&DRAWINGS &CATALOG ¦ HRSG_ LEVEL SWITCH DATA SHEET & DRAWINGS &CATALOG ¦ HRSG_ FLOW ELEMENT DATA SHEET & DRAWINGS &CATALOG ¦ HRSG_POWER DISTRIBUTION PANEL DRAWINGS ¦ HRSG_NAME PLATE DRAWING ¦ HRSG - SPECIALTY DRAWING FOR EXTERNAL PIPING ¦ [HRSG]_SPECIALTY DRAWING FOR EXTERNAL PIPING ¦ HRSG_SPECIALTY DRAWING FOR HRSG EXTERNAL PIPING ¦ HRSG_MANUAL VALVE LIST & DRAWINGS ¦ HRSG(V) - Nozzle Orientation and Cable Route Drawing for CEMS ¦ HRSG(V) - Lighting and Small Power Distribution Panel Drawings ¦ HRSG(V) - Control Valve Data Sheet/Drawings ¦ HRSG(V) - PLC HMI Drawing for Diverter Damper ¦ HRSG(V) - Control Valve Data Sheet & Drawings for SCR ¦ HRSG(V) - Junction Box Drawing for SCR ¦ HRSG(V) - SPEC. & Drawing of Analyzer for SCR ¦ HRSG(V) - Control Valve Data Sheet & Drawings for Duct Burner ¦ HRSG(V) - Junction Box Drawing for Duct Burner ¦ HRSG(V) - Typical Drawing for Drum Insulation ¦ HRSG(V) - Desuperheater Data Sheet & Drawings ¦ HRSG(V) - Spec. & Drawing for Blowdown Tank Pump ¦ HRSG(V) - Spec. & Drawing for Safety & Relief Valve ¦ HRSG(V) - Spec. & Drawing for Stack Damper ¦ HRSG(V) - Spec. & Drawing for Deaerator ¦ HRSG(V) - Spec. & Drawing for Boiler Stress Evaluator System ¦ HRSG(V) - HPU Specification & Drawing for Diverter & Guillotine Damper ¦ HRSG(V) - Hoist Specification & Drawing for Diverter & Guillotine Damper ¦ HRSG(V) - Spec. & Drawing for Hoist ¦ HRSG(V) - Spec. & Drawing for Recirculation Pump ¦ HRSG(V) - Name Plate Drawing ¦ HRSG(V) - MOV Data Sheet/Drawings ¦ HRSG(V) - Drum Level Gauge Datasheet/Drawings ¦ HRSG(V) - Remote Drum Level Indicator Datasheet/Drawings ¦ HRSG(V) - SPEC. & Drawing for CEMS ¦ HRSG(V) - Power Distribution Panel Drawings ¦ HRSG(V) - Catalyst Data Sheet & Drawings for SCR ¦ HRSG(V) - Dilution Tank Drawing for SCR ¦ HRSG(V) - Ammonia Distribution Header Drawing ¦ HRSG(V) - SPECIAL ITEM LIST AND DRAWING FOR SCR ¦ HRSG(V) - Local Panel Drawing for SCR ¦ HRSG(V) - Valve Drawing for SCR ¦ HRSG(V) - Local Panel / Control Panel Drawing for Duct Burner ¦ HRSG(V) - Valve Drawing for Duct Burner ¦ HRSG(V) - SPEC. & Drawing of Flame Scanner for Duct Burner ¦ HRSG(V) - SPEC. & Drawing of Ignition Burner for Duct Burner ¦ HRSG(V) - Hazardous Area Classification Specification & Drawing for Duct Burner ¦ HRSG(V) - Measurement Socket Drawing for SCR ¦ HRSG(V) - Equipment Insulation Drawing for SCR ¦ HRSG(V) – Hot Gas Circulation Fan VFD Drawing for SCR ¦ HRSG(V) - Specialty List and Drawing for HRSG Piping ¦ HRSG(V) - Piping Insulation Drawing for SCR ¦ HRSG(V) - Electrical Single Line Diagrams ¦ HRSG(V) - Single Line Diagram for Diverter & Guillotine Damper ¦ HRSG(V) - CEMS Single Line Diagram for Power Distribution ¦ HRSG(V) - Electrical Load List ¦ HRSG(V) - Cable List for SCR ¦ HRSG(V) - Cable List for Duct Burner ¦ HRSG(V) - CEMS Electrical Load List ¦ HRSG(V) - CEMS Cable list ¦ HRSG(V) - Instrument List ¦ HRSG(V) - DCS I/O List ¦ HRSG(V) - Instrument List for Diverter & Guillotine Damper ¦ HRSG(V) - PLC I/O List for Diverter Damper (include Datalink IO list) ¦ HRSG(V) - Instrument List for SCR ¦ HRSG(V) - Instrument List for Duct Burner ¦ HRSG(V) - Vent & Drain Line (Module /Field weld) ¦ HRSG(V) - Line List ¦ HRSG(V) - Terminal Point List ¦ HRSG(V) - MOV List ¦ HRSG(V) - Alarm Set Point List ¦ HRSG(V) - Utility Consumption List ¦ HRSG(V) - Alarm and Trip Setting List for Diverter & Guillotine Damper ¦ HRSG(V) - Alarm and Trip Setting List for for CEMS ¦ HRSG(V) - Alarm and Trip Setting List for SCR ¦ HRSG(V) - Line List for SCR ¦ HRSG(V) - I/O List for SCR ¦ HRSG(V) - Alarm and Trip Setting List for Duct Burner ¦ HRSG(V) - Line List for Duct Burner ¦ HRSG(V) - BMS Communication List ¦ HRSG(V) - I/O List for DUCT BURNER ¦ HRSG(V) - Equipment List ¦ HRSG(V) - BMS IO List ¦ HRSG(V) - CEMS I/O Signals exchange List ¦ HRSG(V) - Control Valve List ¦ HRSG(V) - Valve List for Diverter & Guillotine Damper ¦ HRSG(V) - Valve List for SCR ¦ HRSG(V) - Valve List for Duct Burner | Merged CEMS equipment specification and datasheet/drawing references into a consistent set of deliverables for CEMS under HRSG package. ¦ Composite deliverable split: Data Sheet & Drawings separated by Standard MDL naming rule.
419 | HRSG Vendor Document List | HRSG | Instrumentation & Control | Data Sheet | Instrument & Control System | Instrument Rack | Control Valve | Control Valve Data Sheet | Vendor | Source-Grounded | Approved Source-Grounded | 5575 ¦ 6621 | R&N ¦ Fadhili ¦ Grati ¦ Karabatan ¦ Turkistan ¦ Ukudu | SAU4005-G011-HYA-&ELB-04932 ¦ SAU4005-G011-HYA-&EEC-04944 ¦ SAU4005-G011-HYA-&EDA-04896 ¦ SAU4005-G011-HYA-&EFC-04926 ¦ SAU4005-G011-HNY-&MDA-04963 ¦ SAU4005-G011-HNY-&MDA-04984 ¦ SAU4005-G011-HNE-&EDA-04993 ¦ SAU4005-G011-HHA-&MDA-05005 ¦ SAU4005-G011-HHA-&MLU-05020 ¦ SAU4005-G011-HAA-&MLU-04826 ¦ SAU4005-G011-HAX-&MDA-04837 ¦ SAU4005-G011-LCQ-&MDA-04838 ¦ SAU4005-G011-LBF-&MDA-04839 ¦ SAU4005-G011-HNE-&MDA-04840 ¦ SAU4005-G011-HAA-&MLU-04842 ¦ SAU4005-G011-HAY-&MDA-04844 ¦ SAU4005-G011-H__-&MDB-04850 ¦ SAU4005-G011-H__-&MDB-04851 ¦ SAU4005-G011-SMH-&MDA-04853 ¦ SAU4005-G011-LCP-&MDA-04854 ¦ SAU4005-G011-H__-&MTB-04856 ¦ SAU4005-G011-HYA-&EDA-04895 ¦ SAU4005-G011-HYA-&EDA-04898 ¦ SAU4005-G011-HYA-&EDA-04903 ¦ SAU4005-G011-HNE-&EDA-04929 ¦ SAU4005-G011-HYA-&EEC-04942 ¦ SAU4005-G011-HNY-&MDA-04964 ¦ SAU4005-G011-HNY-&MLU-04968 ¦ SAU4005-G011-HNY-&MLU-04970 ¦ SAU4005-G011-HNY-&MDA-04978 ¦ SAU4005-G011-HNY-&MDA-04985 ¦ SAU4005-G011-HNY-&MDA-04992 ¦ SAU4005-G011-HHA-&MDA-05021 ¦ SAU4005-G011-HHA-&MDA-05031 ¦ SAU4005-G011-HHA-&MDA-05032 ¦ SAU4005-G011-HHA-&MDA-05033 ¦ SAU4005-G011-HHA-&MDA-05034 ¦ SAU4005-G011-HNY-&MLU-05129 ¦ SAU4005-G011-HNY-&MLU-05133 ¦ SAU4005-G011-HNY-&MDA-05147 ¦ SAU4005-G011-HA_-&MPA-04880 ¦ SAU4005-G011-HNY-&MLU-05131 ¦ T16182-YT02-P0LB-122094 ¦ T16182-YT01-P0LB-122095 ¦ T14211-7318-02-ME-H21-101 ¦ T14211-7318-02-ME-H21-102 ¦ T14211-7318-02-ME-E14-001 ¦ T14211-7318-02-ME-B16-211 ¦ T14211-7318-02-ME-B16-213 ¦ T16182-YD00-P0LB-122006 ¦ T16182-CN00-P0LB-122040 ¦ T16182-YD00-P0LB-122049 ¦ T16182-YD00-P0LB-122050 ¦ T16182-YT01-P0LB-122051 ¦ T16182-YD00-P0LB-122052 ¦ T16182-YD00-P0LB-122054 ¦ T16182-YD00-P0LB-122056 ¦ T16182-VN02-P0LB-122089 ¦ T16182-VN02-P0LB-122090 ¦ T16182-YS00-P0LB-122091 ¦ T16182-YT01-P0LB-122093 ¦ T16182-YT01-P0LB-122096 ¦ T16182-YT01-P0LB-122097 ¦ T16182-YT01-P0LB-122098 ¦ T16182-UE00-P0LB-122111 ¦ GRT-YD00-P1H-300035 ¦ GRT-YD00-P1H-300037 ¦ GRT-YD00-P1H-300039 ¦ GRT-YD00-P1H-300040 ¦ GRT-YT01-P1H-300059 ¦ GRT-YT01-P1H-300060 ¦ GRT-YT01-P1H-300061 ¦ GRT-YT01-P1H-300063 ¦ GRT-YT02-P1H-300065 ¦ GRT-YT01-P1H-300069 ¦ T14211-7318-02-ME-P05-101 ¦ T14211-7318-02-ME-P05-102 ¦ T14211-7318-02-ME-P05-103 ¦ T14211-7318-02-ME-H21-103 ¦ T14211-7318-02-ME-H21-104 ¦ T14211-7318-02-ME-H21-105 ¦ T14211-7318-02-ME-H21-106 ¦ T14211-7318-02-ME-B16-011 ¦ T14211-7318-02-ME-B16-021 ¦ T14211-7318-02-ME-B16-041 ¦ T14211-7318-02-ME-B16-071 ¦ T14211-7318-02-ME-B16-107 ¦ T14211-7318-02-ME-B16-108 ¦ T14211-7318-02-ME-B16-208 ¦ T14211-7318-02-ME-B16-209 ¦ T14211-7318-02-ME-B16-210 ¦ T14211-7318-02-ME-B16-237 ¦ T14211-7318-02-ME-B05-106 ¦ T14211-7318-02-ME-B05-108 ¦ T14211-7318-02-ME-H05-001 ¦ CCP-W-B114-02-ME-B05-0023 ¦ CCP-W-B114-02-ME-H21-0081 ¦ CCP-W-B114-02-ME-B05-0015 ¦ CCP-W-B114-02-ME-B05-0021 ¦ CCP-W-B114-02-ME-B05-0022 ¦ CCP-W-B114-02-ME-B16-0028 ¦ CCP-W-B114-02-ME-B16-0030 ¦ CCP-W-B114-02-ME-B16-0032 ¦ CCP-W-B114-02-ME-B05-0034 ¦ CCP-W-B114-02-ME-B16-0035 ¦ T16182-YK00-P0LB-122073 ¦ GRT-YK09-P1H-300049 ¦ T14211-7318-02-ME-P99-001 | HRSG(V) - Nozzle Orientation and Cable Route Drawing for CEMS ¦ HRSG(V) - Lighting and Small Power Distribution Panel Drawings ¦ HRSG(V) - Control Valve Data Sheet/Drawings ¦ HRSG(V) - PLC HMI Drawing for Diverter Damper ¦ HRSG(V) - Control Valve Data Sheet & Drawings for SCR ¦ HRSG(V) - Junction Box Drawing for SCR ¦ HRSG(V) - SPEC. & Drawing of Analyzer for SCR ¦ HRSG(V) - Control Valve Data Sheet & Drawings for Duct Burner ¦ HRSG(V) - Junction Box Drawing for Duct Burner ¦ HRSG(V) - Typical Drawing for Drum Insulation ¦ HRSG(V) - Desuperheater Data Sheet & Drawings ¦ HRSG(V) - Spec. & Drawing for Blowdown Tank Pump ¦ HRSG(V) - Spec. & Drawing for Safety & Relief Valve ¦ HRSG(V) - Spec. & Drawing for Stack Damper ¦ HRSG(V) - Spec. & Drawing for Deaerator ¦ HRSG(V) - Spec. & Drawing for Boiler Stress Evaluator System ¦ HRSG(V) - HPU Specification & Drawing for Diverter & Guillotine Damper ¦ HRSG(V) - Hoist Specification & Drawing for Diverter & Guillotine Damper ¦ HRSG(V) - Spec. & Drawing for Hoist ¦ HRSG(V) - Spec. & Drawing for Recirculation Pump ¦ HRSG(V) - Name Plate Drawing ¦ HRSG(V) - MOV Data Sheet/Drawings ¦ HRSG(V) - Drum Level Gauge Datasheet/Drawings ¦ HRSG(V) - Remote Drum Level Indicator Datasheet/Drawings ¦ HRSG(V) - SPEC. & Drawing for CEMS ¦ HRSG(V) - Power Distribution Panel Drawings ¦ HRSG(V) - Catalyst Data Sheet & Drawings for SCR ¦ HRSG(V) - Dilution Tank Drawing for SCR ¦ HRSG(V) - Ammonia Distribution Header Drawing ¦ HRSG(V) - SPECIAL ITEM LIST AND DRAWING FOR SCR ¦ HRSG(V) - Local Panel Drawing for SCR ¦ HRSG(V) - Valve Drawing for SCR ¦ HRSG(V) - Local Panel / Control Panel Drawing for Duct Burner ¦ HRSG(V) - Valve Drawing for Duct Burner ¦ HRSG(V) - SPEC. & Drawing of Flame Scanner for Duct Burner ¦ HRSG(V) - SPEC. & Drawing of Ignition Burner for Duct Burner ¦ HRSG(V) - Hazardous Area Classification Specification & Drawing for Duct Burner ¦ HRSG(V) - Measurement Socket Drawing for SCR ¦ HRSG(V) - Equipment Insulation Drawing for SCR ¦ HRSG(V) – Hot Gas Circulation Fan VFD Drawing for SCR ¦ HRSG(V) - Specialty List and Drawing for HRSG Piping ¦ HRSG(V) - Piping Insulation Drawing for SCR ¦ HRSG - LOCAL INSTRUMENT DATASHEET & DRAWINGS ¦ HRSG - TRANSMITTER DATASHEET & DRAWINGS ¦ [DCR] Change HRSG Control valve drawings ¦ HRSG_Local Instrument Data Sheet/Drawings ¦ HRSG_Transmitter Data Sheet/Drawings ¦ HRSG_Power Distribution Panel and Junction Box Drawings ¦ HRSG_Instrument Air Header Drawing for Duct Burner System ¦ HRSG_I & C Architecture Drawing for Duct Burner System ¦ HRSG_SPEC. & DRAWING FOR VOC ANALYZER ¦ HRSG_CONTROL VALVE DATA SHEET & DRAWINGS ¦ HRSG_ TRANSMITTER DATA SHEET & DRAWINGS &CATALOG ¦ HRSG_JUNCTION BOX & INSTRUMENT RACK DRAWING ¦ HRSG - SPEC. & DRAWING FOR HOIST ¦ HRSG - HAZARDOUS AREA CLASSIFICATION SPECIFICATION & DRAWING FOR DUCT BURNER SYSTEM ¦ HRSG - SPEC. & DRAWING FOR STEAM DRUM ¦ HRSG - SPEC. & DRAWING FOR BLOWDOWN PUMP ¦ HRSG - SPEC. & DRAWING FOR SAFETY & RELIEF VALVE ¦ HRSG - SPEC. & DRAWING FOR STACK DAMPER ¦ HRSG - SPEC. & DRAWING FOR DEAERATOR & STORAGE TANK ¦ HRSG - POWER DISTRIBUTION PANEL DRAWINGS ¦ HRSG - MOV DATASHEET & DRAWINGS ¦ HRSG - CV DATASHEET & DRAWINGS ¦ HRSG - DESH. DATASHEET & DRAWINGS ¦ HRSG - CEMS DATASHEET & DRAWINGS ¦ HRSG - DRUM LEVEL GAUGE DATASHEET & DRAWINGS ¦ HRSG - FLOW ELEMENT DATASHEET & DRAWINGS ¦ HRSG - REMOTE DRUM LEVEL INDICATOR DATASHEET & DRAWINGS ¦ HRSG – PERPENDICULAR BAFFLE AND TIE PLATE ASSY DRAWINGS ¦ [HRSG]_SPEC. & DRAWING FOR STEAM DRUM ¦ [HRSG]_POWER DISTRIBUTION PANEL DRAWINGS ¦ [HRSG]_SPEC. & DRAWING FOR SAFETY & RELIEF VALVE ¦ [HRSG]_SPEC. & DRAWING FOR STACK DAMPER ¦ [HRSG]_MOV DATASHEET & DRAWINGS ¦ [HRSG]_CV DATASHEET & DRAWINGS ¦ [HRSG]_DESH. DATASHEET & DRAWINGS ¦ [HRSG]_CEMS DATASHEET & DRAWINGS ¦ [HRSG]_REMOTE DRUM LEVEL INDICATOR DATASHEET & DRAWINGS ¦ [HRSG]_ SPEC. & DRAWING FOR PREHEATER RECIRCULATION PUMP ¦ HRSG_MOV Data Sheet/Drawings ¦ HRSG_CV Data Sheet/Drawings ¦ HRSG_Desh. Data Sheet/Drawings ¦ HRSG_Drum Level Gauge Data Sheet/Drawings ¦ HRSG_Flow Element Data Sheet/Drawings ¦ HRSG_Remote Drum Level Indicator Datasheet/Drawings ¦ HRSG_CEMS Data Sheet/Drawings ¦ HRSG_SPEC. & DRAWING FOR SAFETY & RELIEF VALVE ¦ HRSG_SPEC. & DRAWING FOR STACK DAMPER ¦ HRSG_SPEC. & DRAWING FOR DEAERATOR, STORAGE TANK ¦ HRSG_SPEC. & DRAWING FOR CPH RECIRCULATION PUMP ¦ HRSG_Electric Actuator Specification & Drawing for Diverter & Guillotine Damper ¦ HRSG_Hoist Specification & Drawing for Diverter & Guillotine Damper ¦ HRSG_Fuel Gas Header Drawing for Duct Burner System ¦ HRSG_Ignition Gas Header Drawing for Duct Burner System ¦ HRSG_Cooling Air Header Drawing for Duct Burner System ¦ HRSG_Hazardous Area Classification Specification & Drawing for Duct Burner System ¦ HRSG_Manhole Cover for H.P Steam Drum ¦ HRSG_TYPICAL DRAWING FOR DRUM INSULATION ¦ HRSG_Power Distribution Panel Drawings ¦ HRSG_LP Drum Drawings ¦ HRSG_Spec. & Drawing of CEMS ¦ HRSG_HP Drum Drawings ¦ HRSG_Continuous Blowdown Tank Drawings ¦ HRSG_Atmospheric Blowdown Tank Drawings ¦ HRSG_Spec. & Drawing of Drain Pump ¦ HRSG_Spec. & Drawing of Exhaust Stack Damper ¦ HRSG_Spec. & Drawing of Deaerator ¦ HRSG_Spec. & Drawing of Hoist ¦ HRSG_Spec. & Drawing of Recirculation Pump ¦ HRSG_SPEC. & DRAWING FOR DESUPERHEATER ¦ HRSG_SPEC. & DRAWING FOR BLOW DOWN TANK ¦ HRSG_SPEC. & DRAWING FOR DEAERATOR ¦ HRSG_SPEC. & DRAWING FOR HOIST ¦ HRSG_SPEC. & DRAWING FOR RECIRCULATION PUMP ¦ HRSG_SPEC. & DRAWING FOR DIVERTER DAMPER ¦ HRSG_SPEC. & DRAWING FOR SCR ¦ AIG ARRAGEMENT DRAWING FOR HRSG SCR ¦ AMMONIA DISTRIBUTION HEADER DRAWING FOR HRSG SCR ¦ CATALYST DATA SHEET & DRAWING FOR HRSG SCR ¦ CATALYST BLOCK DRAWING FOR HRSG SCR ¦ EYE SHOWER DRAWING FOR HRSG SCR ¦ HRSG_SPEC. & DRAWING FOR CEMS ¦ HRSG_SPECIALTY DATA SHEET & DRAWING ¦ HRSG_MOV DATA SHEET & DRAWINGS ¦ HRSG LEVEL GAUGE DATA SHEET & DRAWINGS & CATALOG ¦ HRSG_REMOTE DRUM LEVEL INDICATOR DATASHEET/DRAWINGS CATALOG ¦ HRSG_ LOCAL GAUGE AND TEMPERATURE ELEMENT DATA SHEET&DRAWINGS &CATALOG ¦ HRSG_ LEVEL SWITCH DATA SHEET & DRAWINGS &CATALOG ¦ HRSG_ FLOW ELEMENT DATA SHEET & DRAWINGS &CATALOG ¦ HRSG_POWER DISTRIBUTION PANEL DRAWINGS ¦ HRSG_NAME PLATE DRAWING ¦ HRSG - SPECIALTY DRAWING FOR EXTERNAL PIPING ¦ [HRSG]_SPECIALTY DRAWING FOR EXTERNAL PIPING ¦ HRSG_SPECIALTY DRAWING FOR HRSG EXTERNAL PIPING ¦ HRSG_MANUAL VALVE LIST & DRAWINGS | Merged repeated 'CONTROL VALVE DATA SHEET & DRAWINGS' references across HRSG and HRSG(V). ¦ Composite deliverable split: Data Sheet & Drawings separated by Standard MDL naming rule.
420 | HRSG Vendor Document List | HRSG | Instrumentation & Control | Drawing | Instrument & Control System | Instrument Rack | Control Valve | Control Valve Drawing | Vendor | Source-Grounded | Approved Source-Grounded | 5575 ¦ 6621 | R&N ¦ Fadhili ¦ Grati ¦ Karabatan ¦ Turkistan ¦ Ukudu | SAU4005-G011-HYA-&ELB-04932 ¦ SAU4005-G011-HYA-&EEC-04944 ¦ SAU4005-G011-HYA-&EDA-04896 ¦ SAU4005-G011-HYA-&EFC-04926 ¦ SAU4005-G011-HNY-&MDA-04963 ¦ SAU4005-G011-HNY-&MDA-04984 ¦ SAU4005-G011-HNE-&EDA-04993 ¦ SAU4005-G011-HHA-&MDA-05005 ¦ SAU4005-G011-HHA-&MLU-05020 ¦ SAU4005-G011-HAA-&MLU-04826 ¦ SAU4005-G011-HAX-&MDA-04837 ¦ SAU4005-G011-LCQ-&MDA-04838 ¦ SAU4005-G011-LBF-&MDA-04839 ¦ SAU4005-G011-HNE-&MDA-04840 ¦ SAU4005-G011-HAA-&MLU-04842 ¦ SAU4005-G011-HAY-&MDA-04844 ¦ SAU4005-G011-H__-&MDB-04850 ¦ SAU4005-G011-H__-&MDB-04851 ¦ SAU4005-G011-SMH-&MDA-04853 ¦ SAU4005-G011-LCP-&MDA-04854 ¦ SAU4005-G011-H__-&MTB-04856 ¦ SAU4005-G011-HYA-&EDA-04895 ¦ SAU4005-G011-HYA-&EDA-04898 ¦ SAU4005-G011-HYA-&EDA-04903 ¦ SAU4005-G011-HNE-&EDA-04929 ¦ SAU4005-G011-HYA-&EEC-04942 ¦ SAU4005-G011-HNY-&MDA-04964 ¦ SAU4005-G011-HNY-&MLU-04968 ¦ SAU4005-G011-HNY-&MLU-04970 ¦ SAU4005-G011-HNY-&MDA-04978 ¦ SAU4005-G011-HNY-&MDA-04985 ¦ SAU4005-G011-HNY-&MDA-04992 ¦ SAU4005-G011-HHA-&MDA-05021 ¦ SAU4005-G011-HHA-&MDA-05031 ¦ SAU4005-G011-HHA-&MDA-05032 ¦ SAU4005-G011-HHA-&MDA-05033 ¦ SAU4005-G011-HHA-&MDA-05034 ¦ SAU4005-G011-HNY-&MLU-05129 ¦ SAU4005-G011-HNY-&MLU-05133 ¦ SAU4005-G011-HNY-&MDA-05147 ¦ SAU4005-G011-HA_-&MPA-04880 ¦ SAU4005-G011-HNY-&MLU-05131 ¦ T16182-YT02-P0LB-122094 ¦ T16182-YT01-P0LB-122095 ¦ T14211-7318-02-ME-H21-101 ¦ T14211-7318-02-ME-H21-102 ¦ T14211-7318-02-ME-E14-001 ¦ T14211-7318-02-ME-B16-211 ¦ T14211-7318-02-ME-B16-213 ¦ T16182-YD00-P0LB-122006 ¦ T16182-CN00-P0LB-122040 ¦ T16182-YD00-P0LB-122049 ¦ T16182-YD00-P0LB-122050 ¦ T16182-YT01-P0LB-122051 ¦ T16182-YD00-P0LB-122052 ¦ T16182-YD00-P0LB-122054 ¦ T16182-YD00-P0LB-122056 ¦ T16182-VN02-P0LB-122089 ¦ T16182-VN02-P0LB-122090 ¦ T16182-YS00-P0LB-122091 ¦ T16182-YT01-P0LB-122093 ¦ T16182-YT01-P0LB-122096 ¦ T16182-YT01-P0LB-122097 ¦ T16182-YT01-P0LB-122098 ¦ T16182-UE00-P0LB-122111 ¦ GRT-YD00-P1H-300035 ¦ GRT-YD00-P1H-300037 ¦ GRT-YD00-P1H-300039 ¦ GRT-YD00-P1H-300040 ¦ GRT-YT01-P1H-300059 ¦ GRT-YT01-P1H-300060 ¦ GRT-YT01-P1H-300061 ¦ GRT-YT01-P1H-300063 ¦ GRT-YT02-P1H-300065 ¦ GRT-YT01-P1H-300069 ¦ T14211-7318-02-ME-P05-101 ¦ T14211-7318-02-ME-P05-102 ¦ T14211-7318-02-ME-P05-103 ¦ T14211-7318-02-ME-H21-103 ¦ T14211-7318-02-ME-H21-104 ¦ T14211-7318-02-ME-H21-105 ¦ T14211-7318-02-ME-H21-106 ¦ T14211-7318-02-ME-B16-011 ¦ T14211-7318-02-ME-B16-021 ¦ T14211-7318-02-ME-B16-041 ¦ T14211-7318-02-ME-B16-071 ¦ T14211-7318-02-ME-B16-107 ¦ T14211-7318-02-ME-B16-108 ¦ T14211-7318-02-ME-B16-208 ¦ T14211-7318-02-ME-B16-209 ¦ T14211-7318-02-ME-B16-210 ¦ T14211-7318-02-ME-B16-237 ¦ T14211-7318-02-ME-B05-106 ¦ T14211-7318-02-ME-B05-108 ¦ T14211-7318-02-ME-H05-001 ¦ CCP-W-B114-02-ME-B05-0023 ¦ CCP-W-B114-02-ME-H21-0081 ¦ CCP-W-B114-02-ME-B05-0015 ¦ CCP-W-B114-02-ME-B05-0021 ¦ CCP-W-B114-02-ME-B05-0022 ¦ CCP-W-B114-02-ME-B16-0028 ¦ CCP-W-B114-02-ME-B16-0030 ¦ CCP-W-B114-02-ME-B16-0032 ¦ CCP-W-B114-02-ME-B05-0034 ¦ CCP-W-B114-02-ME-B16-0035 ¦ T16182-YK00-P0LB-122073 ¦ GRT-YK09-P1H-300049 ¦ T14211-7318-02-ME-P99-001 | HRSG(V) - Nozzle Orientation and Cable Route Drawing for CEMS ¦ HRSG(V) - Lighting and Small Power Distribution Panel Drawings ¦ HRSG(V) - Control Valve Data Sheet/Drawings ¦ HRSG(V) - PLC HMI Drawing for Diverter Damper ¦ HRSG(V) - Control Valve Data Sheet & Drawings for SCR ¦ HRSG(V) - Junction Box Drawing for SCR ¦ HRSG(V) - SPEC. & Drawing of Analyzer for SCR ¦ HRSG(V) - Control Valve Data Sheet & Drawings for Duct Burner ¦ HRSG(V) - Junction Box Drawing for Duct Burner ¦ HRSG(V) - Typical Drawing for Drum Insulation ¦ HRSG(V) - Desuperheater Data Sheet & Drawings ¦ HRSG(V) - Spec. & Drawing for Blowdown Tank Pump ¦ HRSG(V) - Spec. & Drawing for Safety & Relief Valve ¦ HRSG(V) - Spec. & Drawing for Stack Damper ¦ HRSG(V) - Spec. & Drawing for Deaerator ¦ HRSG(V) - Spec. & Drawing for Boiler Stress Evaluator System ¦ HRSG(V) - HPU Specification & Drawing for Diverter & Guillotine Damper ¦ HRSG(V) - Hoist Specification & Drawing for Diverter & Guillotine Damper ¦ HRSG(V) - Spec. & Drawing for Hoist ¦ HRSG(V) - Spec. & Drawing for Recirculation Pump ¦ HRSG(V) - Name Plate Drawing ¦ HRSG(V) - MOV Data Sheet/Drawings ¦ HRSG(V) - Drum Level Gauge Datasheet/Drawings ¦ HRSG(V) - Remote Drum Level Indicator Datasheet/Drawings ¦ HRSG(V) - SPEC. & Drawing for CEMS ¦ HRSG(V) - Power Distribution Panel Drawings ¦ HRSG(V) - Catalyst Data Sheet & Drawings for SCR ¦ HRSG(V) - Dilution Tank Drawing for SCR ¦ HRSG(V) - Ammonia Distribution Header Drawing ¦ HRSG(V) - SPECIAL ITEM LIST AND DRAWING FOR SCR ¦ HRSG(V) - Local Panel Drawing for SCR ¦ HRSG(V) - Valve Drawing for SCR ¦ HRSG(V) - Local Panel / Control Panel Drawing for Duct Burner ¦ HRSG(V) - Valve Drawing for Duct Burner ¦ HRSG(V) - SPEC. & Drawing of Flame Scanner for Duct Burner ¦ HRSG(V) - SPEC. & Drawing of Ignition Burner for Duct Burner ¦ HRSG(V) - Hazardous Area Classification Specification & Drawing for Duct Burner ¦ HRSG(V) - Measurement Socket Drawing for SCR ¦ HRSG(V) - Equipment Insulation Drawing for SCR ¦ HRSG(V) – Hot Gas Circulation Fan VFD Drawing for SCR ¦ HRSG(V) - Specialty List and Drawing for HRSG Piping ¦ HRSG(V) - Piping Insulation Drawing for SCR ¦ HRSG - LOCAL INSTRUMENT DATASHEET & DRAWINGS ¦ HRSG - TRANSMITTER DATASHEET & DRAWINGS ¦ [DCR] Change HRSG Control valve drawings ¦ HRSG_Local Instrument Data Sheet/Drawings ¦ HRSG_Transmitter Data Sheet/Drawings ¦ HRSG_Power Distribution Panel and Junction Box Drawings ¦ HRSG_Instrument Air Header Drawing for Duct Burner System ¦ HRSG_I & C Architecture Drawing for Duct Burner System ¦ HRSG_SPEC. & DRAWING FOR VOC ANALYZER ¦ HRSG_CONTROL VALVE DATA SHEET & DRAWINGS ¦ HRSG_ TRANSMITTER DATA SHEET & DRAWINGS &CATALOG ¦ HRSG_JUNCTION BOX & INSTRUMENT RACK DRAWING ¦ HRSG - SPEC. & DRAWING FOR HOIST ¦ HRSG - HAZARDOUS AREA CLASSIFICATION SPECIFICATION & DRAWING FOR DUCT BURNER SYSTEM ¦ HRSG - SPEC. & DRAWING FOR STEAM DRUM ¦ HRSG - SPEC. & DRAWING FOR BLOWDOWN PUMP ¦ HRSG - SPEC. & DRAWING FOR SAFETY & RELIEF VALVE ¦ HRSG - SPEC. & DRAWING FOR STACK DAMPER ¦ HRSG - SPEC. & DRAWING FOR DEAERATOR & STORAGE TANK ¦ HRSG - POWER DISTRIBUTION PANEL DRAWINGS ¦ HRSG - MOV DATASHEET & DRAWINGS ¦ HRSG - CV DATASHEET & DRAWINGS ¦ HRSG - DESH. DATASHEET & DRAWINGS ¦ HRSG - CEMS DATASHEET & DRAWINGS ¦ HRSG - DRUM LEVEL GAUGE DATASHEET & DRAWINGS ¦ HRSG - FLOW ELEMENT DATASHEET & DRAWINGS ¦ HRSG - REMOTE DRUM LEVEL INDICATOR DATASHEET & DRAWINGS ¦ HRSG – PERPENDICULAR BAFFLE AND TIE PLATE ASSY DRAWINGS ¦ [HRSG]_SPEC. & DRAWING FOR STEAM DRUM ¦ [HRSG]_POWER DISTRIBUTION PANEL DRAWINGS ¦ [HRSG]_SPEC. & DRAWING FOR SAFETY & RELIEF VALVE ¦ [HRSG]_SPEC. & DRAWING FOR STACK DAMPER ¦ [HRSG]_MOV DATASHEET & DRAWINGS ¦ [HRSG]_CV DATASHEET & DRAWINGS ¦ [HRSG]_DESH. DATASHEET & DRAWINGS ¦ [HRSG]_CEMS DATASHEET & DRAWINGS ¦ [HRSG]_REMOTE DRUM LEVEL INDICATOR DATASHEET & DRAWINGS ¦ [HRSG]_ SPEC. & DRAWING FOR PREHEATER RECIRCULATION PUMP ¦ HRSG_MOV Data Sheet/Drawings ¦ HRSG_CV Data Sheet/Drawings ¦ HRSG_Desh. Data Sheet/Drawings ¦ HRSG_Drum Level Gauge Data Sheet/Drawings ¦ HRSG_Flow Element Data Sheet/Drawings ¦ HRSG_Remote Drum Level Indicator Datasheet/Drawings ¦ HRSG_CEMS Data Sheet/Drawings ¦ HRSG_SPEC. & DRAWING FOR SAFETY & RELIEF VALVE ¦ HRSG_SPEC. & DRAWING FOR STACK DAMPER ¦ HRSG_SPEC. & DRAWING FOR DEAERATOR, STORAGE TANK ¦ HRSG_SPEC. & DRAWING FOR CPH RECIRCULATION PUMP ¦ HRSG_Electric Actuator Specification & Drawing for Diverter & Guillotine Damper ¦ HRSG_Hoist Specification & Drawing for Diverter & Guillotine Damper ¦ HRSG_Fuel Gas Header Drawing for Duct Burner System ¦ HRSG_Ignition Gas Header Drawing for Duct Burner System ¦ HRSG_Cooling Air Header Drawing for Duct Burner System ¦ HRSG_Hazardous Area Classification Specification & Drawing for Duct Burner System ¦ HRSG_Manhole Cover for H.P Steam Drum ¦ HRSG_TYPICAL DRAWING FOR DRUM INSULATION ¦ HRSG_Power Distribution Panel Drawings ¦ HRSG_LP Drum Drawings ¦ HRSG_Spec. & Drawing of CEMS ¦ HRSG_HP Drum Drawings ¦ HRSG_Continuous Blowdown Tank Drawings ¦ HRSG_Atmospheric Blowdown Tank Drawings ¦ HRSG_Spec. & Drawing of Drain Pump ¦ HRSG_Spec. & Drawing of Exhaust Stack Damper ¦ HRSG_Spec. & Drawing of Deaerator ¦ HRSG_Spec. & Drawing of Hoist ¦ HRSG_Spec. & Drawing of Recirculation Pump ¦ HRSG_SPEC. & DRAWING FOR DESUPERHEATER ¦ HRSG_SPEC. & DRAWING FOR BLOW DOWN TANK ¦ HRSG_SPEC. & DRAWING FOR DEAERATOR ¦ HRSG_SPEC. & DRAWING FOR HOIST ¦ HRSG_SPEC. & DRAWING FOR RECIRCULATION PUMP ¦ HRSG_SPEC. & DRAWING FOR DIVERTER DAMPER ¦ HRSG_SPEC. & DRAWING FOR SCR ¦ AIG ARRAGEMENT DRAWING FOR HRSG SCR ¦ AMMONIA DISTRIBUTION HEADER DRAWING FOR HRSG SCR ¦ CATALYST DATA SHEET & DRAWING FOR HRSG SCR ¦ CATALYST BLOCK DRAWING FOR HRSG SCR ¦ EYE SHOWER DRAWING FOR HRSG SCR ¦ HRSG_SPEC. & DRAWING FOR CEMS ¦ HRSG_SPECIALTY DATA SHEET & DRAWING ¦ HRSG_MOV DATA SHEET & DRAWINGS ¦ HRSG LEVEL GAUGE DATA SHEET & DRAWINGS & CATALOG ¦ HRSG_REMOTE DRUM LEVEL INDICATOR DATASHEET/DRAWINGS CATALOG ¦ HRSG_ LOCAL GAUGE AND TEMPERATURE ELEMENT DATA SHEET&DRAWINGS &CATALOG ¦ HRSG_ LEVEL SWITCH DATA SHEET & DRAWINGS &CATALOG ¦ HRSG_ FLOW ELEMENT DATA SHEET & DRAWINGS &CATALOG ¦ HRSG_POWER DISTRIBUTION PANEL DRAWINGS ¦ HRSG_NAME PLATE DRAWING ¦ HRSG - SPECIALTY DRAWING FOR EXTERNAL PIPING ¦ [HRSG]_SPECIALTY DRAWING FOR EXTERNAL PIPING ¦ HRSG_SPECIALTY DRAWING FOR HRSG EXTERNAL PIPING ¦ HRSG_MANUAL VALVE LIST & DRAWINGS | Merged repeated 'CONTROL VALVE DATA SHEET & DRAWINGS' references across HRSG and HRSG(V). ¦ Composite deliverable split: Data Sheet & Drawings separated by Standard MDL naming rule.
421 | HRSG Vendor Document List | HRSG | Instrumentation & Control | Drawing | Instrument & Control System | Instrument Rack | Hazardous Area Classification | Duct Burner System Hazardous Area Classification Specification & Drawing | Vendor | Source-Grounded | Approved Source-Grounded | 6621 | Fadhili ¦ Grati ¦ Karabatan ¦ Turkistan ¦ Ukudu | T16182-YT02-P0LB-122094 ¦ T16182-YT01-P0LB-122095 ¦ T14211-7318-02-ME-H21-101 ¦ T14211-7318-02-ME-H21-102 ¦ T14211-7318-02-ME-E14-001 ¦ T14211-7318-02-ME-B16-211 ¦ T14211-7318-02-ME-B16-213 ¦ T16182-YD00-P0LB-122006 ¦ T16182-CN00-P0LB-122040 ¦ T16182-YD00-P0LB-122049 ¦ T16182-YD00-P0LB-122050 ¦ T16182-YT01-P0LB-122051 ¦ T16182-YD00-P0LB-122052 ¦ T16182-YD00-P0LB-122054 ¦ T16182-YD00-P0LB-122056 ¦ T16182-VN02-P0LB-122089 ¦ T16182-VN02-P0LB-122090 ¦ T16182-YS00-P0LB-122091 ¦ T16182-YT01-P0LB-122093 ¦ T16182-YT01-P0LB-122096 ¦ T16182-YT01-P0LB-122097 ¦ T16182-YT01-P0LB-122098 ¦ T16182-UE00-P0LB-122111 ¦ GRT-YD00-P1H-300035 ¦ GRT-YD00-P1H-300037 ¦ GRT-YD00-P1H-300039 ¦ GRT-YD00-P1H-300040 ¦ GRT-YT01-P1H-300059 ¦ GRT-YT01-P1H-300060 ¦ GRT-YT01-P1H-300061 ¦ GRT-YT01-P1H-300063 ¦ GRT-YT02-P1H-300065 ¦ GRT-YT01-P1H-300069 ¦ T14211-7318-02-ME-P05-101 ¦ T14211-7318-02-ME-P05-102 ¦ T14211-7318-02-ME-P05-103 ¦ T14211-7318-02-ME-H21-103 ¦ T14211-7318-02-ME-H21-104 ¦ T14211-7318-02-ME-H21-105 ¦ T14211-7318-02-ME-H21-106 ¦ T14211-7318-02-ME-B16-011 ¦ T14211-7318-02-ME-B16-021 ¦ T14211-7318-02-ME-B16-041 ¦ T14211-7318-02-ME-B16-071 ¦ T14211-7318-02-ME-B16-107 ¦ T14211-7318-02-ME-B16-108 ¦ T14211-7318-02-ME-B16-208 ¦ T14211-7318-02-ME-B16-209 ¦ T14211-7318-02-ME-B16-210 ¦ T14211-7318-02-ME-B16-237 ¦ T14211-7318-02-ME-B05-106 ¦ T14211-7318-02-ME-B05-108 ¦ T14211-7318-02-ME-H05-001 ¦ CCP-W-B114-02-ME-B05-0023 ¦ CCP-W-B114-02-ME-H21-0081 ¦ CCP-W-B114-02-ME-B05-0015 ¦ CCP-W-B114-02-ME-B05-0021 ¦ CCP-W-B114-02-ME-B05-0022 ¦ CCP-W-B114-02-ME-B16-0028 ¦ CCP-W-B114-02-ME-B16-0030 ¦ CCP-W-B114-02-ME-B16-0032 ¦ CCP-W-B114-02-ME-B05-0034 ¦ CCP-W-B114-02-ME-B16-0035 ¦ T16182-YK00-P0LB-122073 ¦ GRT-YK09-P1H-300049 ¦ T14211-7318-02-ME-P99-001 | HRSG - LOCAL INSTRUMENT DATASHEET & DRAWINGS ¦ HRSG - TRANSMITTER DATASHEET & DRAWINGS ¦ [DCR] Change HRSG Control valve drawings ¦ HRSG_Local Instrument Data Sheet/Drawings ¦ HRSG_Transmitter Data Sheet/Drawings ¦ HRSG_Power Distribution Panel and Junction Box Drawings ¦ HRSG_Instrument Air Header Drawing for Duct Burner System ¦ HRSG_I & C Architecture Drawing for Duct Burner System ¦ HRSG_SPEC. & DRAWING FOR VOC ANALYZER ¦ HRSG_CONTROL VALVE DATA SHEET & DRAWINGS ¦ HRSG_ TRANSMITTER DATA SHEET & DRAWINGS &CATALOG ¦ HRSG_JUNCTION BOX & INSTRUMENT RACK DRAWING ¦ HRSG - SPEC. & DRAWING FOR HOIST ¦ HRSG - HAZARDOUS AREA CLASSIFICATION SPECIFICATION & DRAWING FOR DUCT BURNER SYSTEM ¦ HRSG - SPEC. & DRAWING FOR STEAM DRUM ¦ HRSG - SPEC. & DRAWING FOR BLOWDOWN PUMP ¦ HRSG - SPEC. & DRAWING FOR SAFETY & RELIEF VALVE ¦ HRSG - SPEC. & DRAWING FOR STACK DAMPER ¦ HRSG - SPEC. & DRAWING FOR DEAERATOR & STORAGE TANK ¦ HRSG - POWER DISTRIBUTION PANEL DRAWINGS ¦ HRSG - MOV DATASHEET & DRAWINGS ¦ HRSG - CV DATASHEET & DRAWINGS ¦ HRSG - DESH. DATASHEET & DRAWINGS ¦ HRSG - CEMS DATASHEET & DRAWINGS ¦ HRSG - DRUM LEVEL GAUGE DATASHEET & DRAWINGS ¦ HRSG - FLOW ELEMENT DATASHEET & DRAWINGS ¦ HRSG - REMOTE DRUM LEVEL INDICATOR DATASHEET & DRAWINGS ¦ HRSG – PERPENDICULAR BAFFLE AND TIE PLATE ASSY DRAWINGS ¦ [HRSG]_SPEC. & DRAWING FOR STEAM DRUM ¦ [HRSG]_POWER DISTRIBUTION PANEL DRAWINGS ¦ [HRSG]_SPEC. & DRAWING FOR SAFETY & RELIEF VALVE ¦ [HRSG]_SPEC. & DRAWING FOR STACK DAMPER ¦ [HRSG]_MOV DATASHEET & DRAWINGS ¦ [HRSG]_CV DATASHEET & DRAWINGS ¦ [HRSG]_DESH. DATASHEET & DRAWINGS ¦ [HRSG]_CEMS DATASHEET & DRAWINGS ¦ [HRSG]_REMOTE DRUM LEVEL INDICATOR DATASHEET & DRAWINGS ¦ [HRSG]_ SPEC. & DRAWING FOR PREHEATER RECIRCULATION PUMP ¦ HRSG_MOV Data Sheet/Drawings ¦ HRSG_CV Data Sheet/Drawings ¦ HRSG_Desh. Data Sheet/Drawings ¦ HRSG_Drum Level Gauge Data Sheet/Drawings ¦ HRSG_Flow Element Data Sheet/Drawings ¦ HRSG_Remote Drum Level Indicator Datasheet/Drawings ¦ HRSG_CEMS Data Sheet/Drawings ¦ HRSG_SPEC. & DRAWING FOR SAFETY & RELIEF VALVE ¦ HRSG_SPEC. & DRAWING FOR STACK DAMPER ¦ HRSG_SPEC. & DRAWING FOR DEAERATOR, STORAGE TANK ¦ HRSG_SPEC. & DRAWING FOR CPH RECIRCULATION PUMP ¦ HRSG_Electric Actuator Specification & Drawing for Diverter & Guillotine Damper ¦ HRSG_Hoist Specification & Drawing for Diverter & Guillotine Damper ¦ HRSG_Fuel Gas Header Drawing for Duct Burner System ¦ HRSG_Ignition Gas Header Drawing for Duct Burner System ¦ HRSG_Cooling Air Header Drawing for Duct Burner System ¦ HRSG_Hazardous Area Classification Specification & Drawing for Duct Burner System ¦ HRSG_Manhole Cover for H.P Steam Drum ¦ HRSG_TYPICAL DRAWING FOR DRUM INSULATION ¦ HRSG_Power Distribution Panel Drawings ¦ HRSG_LP Drum Drawings ¦ HRSG_Spec. & Drawing of CEMS ¦ HRSG_HP Drum Drawings ¦ HRSG_Continuous Blowdown Tank Drawings ¦ HRSG_Atmospheric Blowdown Tank Drawings ¦ HRSG_Spec. & Drawing of Drain Pump ¦ HRSG_Spec. & Drawing of Exhaust Stack Damper ¦ HRSG_Spec. & Drawing of Deaerator ¦ HRSG_Spec. & Drawing of Hoist ¦ HRSG_Spec. & Drawing of Recirculation Pump ¦ HRSG_SPEC. & DRAWING FOR DESUPERHEATER ¦ HRSG_SPEC. & DRAWING FOR BLOW DOWN TANK ¦ HRSG_SPEC. & DRAWING FOR DEAERATOR ¦ HRSG_SPEC. & DRAWING FOR HOIST ¦ HRSG_SPEC. & DRAWING FOR RECIRCULATION PUMP ¦ HRSG_SPEC. & DRAWING FOR DIVERTER DAMPER ¦ HRSG_SPEC. & DRAWING FOR SCR ¦ AIG ARRAGEMENT DRAWING FOR HRSG SCR ¦ AMMONIA DISTRIBUTION HEADER DRAWING FOR HRSG SCR ¦ CATALYST DATA SHEET & DRAWING FOR HRSG SCR ¦ CATALYST BLOCK DRAWING FOR HRSG SCR ¦ EYE SHOWER DRAWING FOR HRSG SCR ¦ HRSG_SPEC. & DRAWING FOR CEMS ¦ HRSG_SPECIALTY DATA SHEET & DRAWING ¦ HRSG_MOV DATA SHEET & DRAWINGS ¦ HRSG LEVEL GAUGE DATA SHEET & DRAWINGS & CATALOG ¦ HRSG_REMOTE DRUM LEVEL INDICATOR DATASHEET/DRAWINGS CATALOG ¦ HRSG_ LOCAL GAUGE AND TEMPERATURE ELEMENT DATA SHEET&DRAWINGS &CATALOG ¦ HRSG_ LEVEL SWITCH DATA SHEET & DRAWINGS &CATALOG ¦ HRSG_ FLOW ELEMENT DATA SHEET & DRAWINGS &CATALOG ¦ HRSG_POWER DISTRIBUTION PANEL DRAWINGS ¦ HRSG_NAME PLATE DRAWING ¦ HRSG - SPECIALTY DRAWING FOR EXTERNAL PIPING ¦ [HRSG]_SPECIALTY DRAWING FOR EXTERNAL PIPING ¦ HRSG_SPECIALTY DRAWING FOR HRSG EXTERNAL PIPING ¦ HRSG_MANUAL VALVE LIST & DRAWINGS | Kept hazardous area classification as distinct compliance deliverable; standardized title per source.
422 | HRSG Vendor Document List | HRSG | Instrumentation & Control | Drawing | Instrument & Control System | Instrument Rack | I & C Architecture | Duct Burner System I & C Architecture Drawing | Vendor | Source-Grounded | Approved Source-Grounded | 6621 | Fadhili ¦ Grati ¦ Karabatan ¦ Turkistan ¦ Ukudu | T16182-YT02-P0LB-122094 ¦ T16182-YT01-P0LB-122095 ¦ T14211-7318-02-ME-H21-101 ¦ T14211-7318-02-ME-H21-102 ¦ T14211-7318-02-ME-E14-001 ¦ T14211-7318-02-ME-B16-211 ¦ T14211-7318-02-ME-B16-213 ¦ T16182-YD00-P0LB-122006 ¦ T16182-CN00-P0LB-122040 ¦ T16182-YD00-P0LB-122049 ¦ T16182-YD00-P0LB-122050 ¦ T16182-YT01-P0LB-122051 ¦ T16182-YD00-P0LB-122052 ¦ T16182-YD00-P0LB-122054 ¦ T16182-YD00-P0LB-122056 ¦ T16182-VN02-P0LB-122089 ¦ T16182-VN02-P0LB-122090 ¦ T16182-YS00-P0LB-122091 ¦ T16182-YT01-P0LB-122093 ¦ T16182-YT01-P0LB-122096 ¦ T16182-YT01-P0LB-122097 ¦ T16182-YT01-P0LB-122098 ¦ T16182-UE00-P0LB-122111 ¦ GRT-YD00-P1H-300035 ¦ GRT-YD00-P1H-300037 ¦ GRT-YD00-P1H-300039 ¦ GRT-YD00-P1H-300040 ¦ GRT-YT01-P1H-300059 ¦ GRT-YT01-P1H-300060 ¦ GRT-YT01-P1H-300061 ¦ GRT-YT01-P1H-300063 ¦ GRT-YT02-P1H-300065 ¦ GRT-YT01-P1H-300069 ¦ T14211-7318-02-ME-P05-101 ¦ T14211-7318-02-ME-P05-102 ¦ T14211-7318-02-ME-P05-103 ¦ T14211-7318-02-ME-H21-103 ¦ T14211-7318-02-ME-H21-104 ¦ T14211-7318-02-ME-H21-105 ¦ T14211-7318-02-ME-H21-106 ¦ T14211-7318-02-ME-B16-011 ¦ T14211-7318-02-ME-B16-021 ¦ T14211-7318-02-ME-B16-041 ¦ T14211-7318-02-ME-B16-071 ¦ T14211-7318-02-ME-B16-107 ¦ T14211-7318-02-ME-B16-108 ¦ T14211-7318-02-ME-B16-208 ¦ T14211-7318-02-ME-B16-209 ¦ T14211-7318-02-ME-B16-210 ¦ T14211-7318-02-ME-B16-237 ¦ T14211-7318-02-ME-B05-106 ¦ T14211-7318-02-ME-B05-108 ¦ T14211-7318-02-ME-H05-001 ¦ CCP-W-B114-02-ME-B05-0023 ¦ CCP-W-B114-02-ME-H21-0081 ¦ CCP-W-B114-02-ME-B05-0015 ¦ CCP-W-B114-02-ME-B05-0021 ¦ CCP-W-B114-02-ME-B05-0022 ¦ CCP-W-B114-02-ME-B16-0028 ¦ CCP-W-B114-02-ME-B16-0030 ¦ CCP-W-B114-02-ME-B16-0032 ¦ CCP-W-B114-02-ME-B05-0034 ¦ CCP-W-B114-02-ME-B16-0035 ¦ T16182-YK00-P0LB-122073 ¦ GRT-YK09-P1H-300049 ¦ T14211-7318-02-ME-P99-001 | HRSG - LOCAL INSTRUMENT DATASHEET & DRAWINGS ¦ HRSG - TRANSMITTER DATASHEET & DRAWINGS ¦ [DCR] Change HRSG Control valve drawings ¦ HRSG_Local Instrument Data Sheet/Drawings ¦ HRSG_Transmitter Data Sheet/Drawings ¦ HRSG_Power Distribution Panel and Junction Box Drawings ¦ HRSG_Instrument Air Header Drawing for Duct Burner System ¦ HRSG_I & C Architecture Drawing for Duct Burner System ¦ HRSG_SPEC. & DRAWING FOR VOC ANALYZER ¦ HRSG_CONTROL VALVE DATA SHEET & DRAWINGS ¦ HRSG_ TRANSMITTER DATA SHEET & DRAWINGS &CATALOG ¦ HRSG_JUNCTION BOX & INSTRUMENT RACK DRAWING ¦ HRSG - SPEC. & DRAWING FOR HOIST ¦ HRSG - HAZARDOUS AREA CLASSIFICATION SPECIFICATION & DRAWING FOR DUCT BURNER SYSTEM ¦ HRSG - SPEC. & DRAWING FOR STEAM DRUM ¦ HRSG - SPEC. & DRAWING FOR BLOWDOWN PUMP ¦ HRSG - SPEC. & DRAWING FOR SAFETY & RELIEF VALVE ¦ HRSG - SPEC. & DRAWING FOR STACK DAMPER ¦ HRSG - SPEC. & DRAWING FOR DEAERATOR & STORAGE TANK ¦ HRSG - POWER DISTRIBUTION PANEL DRAWINGS ¦ HRSG - MOV DATASHEET & DRAWINGS ¦ HRSG - CV DATASHEET & DRAWINGS ¦ HRSG - DESH. DATASHEET & DRAWINGS ¦ HRSG - CEMS DATASHEET & DRAWINGS ¦ HRSG - DRUM LEVEL GAUGE DATASHEET & DRAWINGS ¦ HRSG - FLOW ELEMENT DATASHEET & DRAWINGS ¦ HRSG - REMOTE DRUM LEVEL INDICATOR DATASHEET & DRAWINGS ¦ HRSG – PERPENDICULAR BAFFLE AND TIE PLATE ASSY DRAWINGS ¦ [HRSG]_SPEC. & DRAWING FOR STEAM DRUM ¦ [HRSG]_POWER DISTRIBUTION PANEL DRAWINGS ¦ [HRSG]_SPEC. & DRAWING FOR SAFETY & RELIEF VALVE ¦ [HRSG]_SPEC. & DRAWING FOR STACK DAMPER ¦ [HRSG]_MOV DATASHEET & DRAWINGS ¦ [HRSG]_CV DATASHEET & DRAWINGS ¦ [HRSG]_DESH. DATASHEET & DRAWINGS ¦ [HRSG]_CEMS DATASHEET & DRAWINGS ¦ [HRSG]_REMOTE DRUM LEVEL INDICATOR DATASHEET & DRAWINGS ¦ [HRSG]_ SPEC. & DRAWING FOR PREHEATER RECIRCULATION PUMP ¦ HRSG_MOV Data Sheet/Drawings ¦ HRSG_CV Data Sheet/Drawings ¦ HRSG_Desh. Data Sheet/Drawings ¦ HRSG_Drum Level Gauge Data Sheet/Drawings ¦ HRSG_Flow Element Data Sheet/Drawings ¦ HRSG_Remote Drum Level Indicator Datasheet/Drawings ¦ HRSG_CEMS Data Sheet/Drawings ¦ HRSG_SPEC. & DRAWING FOR SAFETY & RELIEF VALVE ¦ HRSG_SPEC. & DRAWING FOR STACK DAMPER ¦ HRSG_SPEC. & DRAWING FOR DEAERATOR, STORAGE TANK ¦ HRSG_SPEC. & DRAWING FOR CPH RECIRCULATION PUMP ¦ HRSG_Electric Actuator Specification & Drawing for Diverter & Guillotine Damper ¦ HRSG_Hoist Specification & Drawing for Diverter & Guillotine Damper ¦ HRSG_Fuel Gas Header Drawing for Duct Burner System ¦ HRSG_Ignition Gas Header Drawing for Duct Burner System ¦ HRSG_Cooling Air Header Drawing for Duct Burner System ¦ HRSG_Hazardous Area Classification Specification & Drawing for Duct Burner System ¦ HRSG_Manhole Cover for H.P Steam Drum ¦ HRSG_TYPICAL DRAWING FOR DRUM INSULATION ¦ HRSG_Power Distribution Panel Drawings ¦ HRSG_LP Drum Drawings ¦ HRSG_Spec. & Drawing of CEMS ¦ HRSG_HP Drum Drawings ¦ HRSG_Continuous Blowdown Tank Drawings ¦ HRSG_Atmospheric Blowdown Tank Drawings ¦ HRSG_Spec. & Drawing of Drain Pump ¦ HRSG_Spec. & Drawing of Exhaust Stack Damper ¦ HRSG_Spec. & Drawing of Deaerator ¦ HRSG_Spec. & Drawing of Hoist ¦ HRSG_Spec. & Drawing of Recirculation Pump ¦ HRSG_SPEC. & DRAWING FOR DESUPERHEATER ¦ HRSG_SPEC. & DRAWING FOR BLOW DOWN TANK ¦ HRSG_SPEC. & DRAWING FOR DEAERATOR ¦ HRSG_SPEC. & DRAWING FOR HOIST ¦ HRSG_SPEC. & DRAWING FOR RECIRCULATION PUMP ¦ HRSG_SPEC. & DRAWING FOR DIVERTER DAMPER ¦ HRSG_SPEC. & DRAWING FOR SCR ¦ AIG ARRAGEMENT DRAWING FOR HRSG SCR ¦ AMMONIA DISTRIBUTION HEADER DRAWING FOR HRSG SCR ¦ CATALYST DATA SHEET & DRAWING FOR HRSG SCR ¦ CATALYST BLOCK DRAWING FOR HRSG SCR ¦ EYE SHOWER DRAWING FOR HRSG SCR ¦ HRSG_SPEC. & DRAWING FOR CEMS ¦ HRSG_SPECIALTY DATA SHEET & DRAWING ¦ HRSG_MOV DATA SHEET & DRAWINGS ¦ HRSG LEVEL GAUGE DATA SHEET & DRAWINGS & CATALOG ¦ HRSG_REMOTE DRUM LEVEL INDICATOR DATASHEET/DRAWINGS CATALOG ¦ HRSG_ LOCAL GAUGE AND TEMPERATURE ELEMENT DATA SHEET&DRAWINGS &CATALOG ¦ HRSG_ LEVEL SWITCH DATA SHEET & DRAWINGS &CATALOG ¦ HRSG_ FLOW ELEMENT DATA SHEET & DRAWINGS &CATALOG ¦ HRSG_POWER DISTRIBUTION PANEL DRAWINGS ¦ HRSG_NAME PLATE DRAWING ¦ HRSG - SPECIALTY DRAWING FOR EXTERNAL PIPING ¦ [HRSG]_SPECIALTY DRAWING FOR EXTERNAL PIPING ¦ HRSG_SPECIALTY DRAWING FOR HRSG EXTERNAL PIPING ¦ HRSG_MANUAL VALVE LIST & DRAWINGS | Included explicit I&C architecture drawing deliverable.
423 | HRSG Vendor Document List | HRSG | Instrumentation & Control | Drawing | Instrument & Control System | Instrument Rack | Instrument Air Header | Duct Burner System Instrument Air Header Drawing | Vendor | Source-Grounded | Approved Source-Grounded | 6621 | Fadhili ¦ Grati ¦ Karabatan ¦ Turkistan ¦ Ukudu | T16182-YT02-P0LB-122094 ¦ T16182-YT01-P0LB-122095 ¦ T14211-7318-02-ME-H21-101 ¦ T14211-7318-02-ME-H21-102 ¦ T14211-7318-02-ME-E14-001 ¦ T14211-7318-02-ME-B16-211 ¦ T14211-7318-02-ME-B16-213 ¦ T16182-YD00-P0LB-122006 ¦ T16182-CN00-P0LB-122040 ¦ T16182-YD00-P0LB-122049 ¦ T16182-YD00-P0LB-122050 ¦ T16182-YT01-P0LB-122051 ¦ T16182-YD00-P0LB-122052 ¦ T16182-YD00-P0LB-122054 ¦ T16182-YD00-P0LB-122056 ¦ T16182-VN02-P0LB-122089 ¦ T16182-VN02-P0LB-122090 ¦ T16182-YS00-P0LB-122091 ¦ T16182-YT01-P0LB-122093 ¦ T16182-YT01-P0LB-122096 ¦ T16182-YT01-P0LB-122097 ¦ T16182-YT01-P0LB-122098 ¦ T16182-UE00-P0LB-122111 ¦ GRT-YD00-P1H-300035 ¦ GRT-YD00-P1H-300037 ¦ GRT-YD00-P1H-300039 ¦ GRT-YD00-P1H-300040 ¦ GRT-YT01-P1H-300059 ¦ GRT-YT01-P1H-300060 ¦ GRT-YT01-P1H-300061 ¦ GRT-YT01-P1H-300063 ¦ GRT-YT02-P1H-300065 ¦ GRT-YT01-P1H-300069 ¦ T14211-7318-02-ME-P05-101 ¦ T14211-7318-02-ME-P05-102 ¦ T14211-7318-02-ME-P05-103 ¦ T14211-7318-02-ME-H21-103 ¦ T14211-7318-02-ME-H21-104 ¦ T14211-7318-02-ME-H21-105 ¦ T14211-7318-02-ME-H21-106 ¦ T14211-7318-02-ME-B16-011 ¦ T14211-7318-02-ME-B16-021 ¦ T14211-7318-02-ME-B16-041 ¦ T14211-7318-02-ME-B16-071 ¦ T14211-7318-02-ME-B16-107 ¦ T14211-7318-02-ME-B16-108 ¦ T14211-7318-02-ME-B16-208 ¦ T14211-7318-02-ME-B16-209 ¦ T14211-7318-02-ME-B16-210 ¦ T14211-7318-02-ME-B16-237 ¦ T14211-7318-02-ME-B05-106 ¦ T14211-7318-02-ME-B05-108 ¦ T14211-7318-02-ME-H05-001 ¦ CCP-W-B114-02-ME-B05-0023 ¦ CCP-W-B114-02-ME-H21-0081 ¦ CCP-W-B114-02-ME-B05-0015 ¦ CCP-W-B114-02-ME-B05-0021 ¦ CCP-W-B114-02-ME-B05-0022 ¦ CCP-W-B114-02-ME-B16-0028 ¦ CCP-W-B114-02-ME-B16-0030 ¦ CCP-W-B114-02-ME-B16-0032 ¦ CCP-W-B114-02-ME-B05-0034 ¦ CCP-W-B114-02-ME-B16-0035 ¦ T16182-YK00-P0LB-122073 ¦ GRT-YK09-P1H-300049 ¦ T14211-7318-02-ME-P99-001 | HRSG - LOCAL INSTRUMENT DATASHEET & DRAWINGS ¦ HRSG - TRANSMITTER DATASHEET & DRAWINGS ¦ [DCR] Change HRSG Control valve drawings ¦ HRSG_Local Instrument Data Sheet/Drawings ¦ HRSG_Transmitter Data Sheet/Drawings ¦ HRSG_Power Distribution Panel and Junction Box Drawings ¦ HRSG_Instrument Air Header Drawing for Duct Burner System ¦ HRSG_I & C Architecture Drawing for Duct Burner System ¦ HRSG_SPEC. & DRAWING FOR VOC ANALYZER ¦ HRSG_CONTROL VALVE DATA SHEET & DRAWINGS ¦ HRSG_ TRANSMITTER DATA SHEET & DRAWINGS &CATALOG ¦ HRSG_JUNCTION BOX & INSTRUMENT RACK DRAWING ¦ HRSG - SPEC. & DRAWING FOR HOIST ¦ HRSG - HAZARDOUS AREA CLASSIFICATION SPECIFICATION & DRAWING FOR DUCT BURNER SYSTEM ¦ HRSG - SPEC. & DRAWING FOR STEAM DRUM ¦ HRSG - SPEC. & DRAWING FOR BLOWDOWN PUMP ¦ HRSG - SPEC. & DRAWING FOR SAFETY & RELIEF VALVE ¦ HRSG - SPEC. & DRAWING FOR STACK DAMPER ¦ HRSG - SPEC. & DRAWING FOR DEAERATOR & STORAGE TANK ¦ HRSG - POWER DISTRIBUTION PANEL DRAWINGS ¦ HRSG - MOV DATASHEET & DRAWINGS ¦ HRSG - CV DATASHEET & DRAWINGS ¦ HRSG - DESH. DATASHEET & DRAWINGS ¦ HRSG - CEMS DATASHEET & DRAWINGS ¦ HRSG - DRUM LEVEL GAUGE DATASHEET & DRAWINGS ¦ HRSG - FLOW ELEMENT DATASHEET & DRAWINGS ¦ HRSG - REMOTE DRUM LEVEL INDICATOR DATASHEET & DRAWINGS ¦ HRSG – PERPENDICULAR BAFFLE AND TIE PLATE ASSY DRAWINGS ¦ [HRSG]_SPEC. & DRAWING FOR STEAM DRUM ¦ [HRSG]_POWER DISTRIBUTION PANEL DRAWINGS ¦ [HRSG]_SPEC. & DRAWING FOR SAFETY & RELIEF VALVE ¦ [HRSG]_SPEC. & DRAWING FOR STACK DAMPER ¦ [HRSG]_MOV DATASHEET & DRAWINGS ¦ [HRSG]_CV DATASHEET & DRAWINGS ¦ [HRSG]_DESH. DATASHEET & DRAWINGS ¦ [HRSG]_CEMS DATASHEET & DRAWINGS ¦ [HRSG]_REMOTE DRUM LEVEL INDICATOR DATASHEET & DRAWINGS ¦ [HRSG]_ SPEC. & DRAWING FOR PREHEATER RECIRCULATION PUMP ¦ HRSG_MOV Data Sheet/Drawings ¦ HRSG_CV Data Sheet/Drawings ¦ HRSG_Desh. Data Sheet/Drawings ¦ HRSG_Drum Level Gauge Data Sheet/Drawings ¦ HRSG_Flow Element Data Sheet/Drawings ¦ HRSG_Remote Drum Level Indicator Datasheet/Drawings ¦ HRSG_CEMS Data Sheet/Drawings ¦ HRSG_SPEC. & DRAWING FOR SAFETY & RELIEF VALVE ¦ HRSG_SPEC. & DRAWING FOR STACK DAMPER ¦ HRSG_SPEC. & DRAWING FOR DEAERATOR, STORAGE TANK ¦ HRSG_SPEC. & DRAWING FOR CPH RECIRCULATION PUMP ¦ HRSG_Electric Actuator Specification & Drawing for Diverter & Guillotine Damper ¦ HRSG_Hoist Specification & Drawing for Diverter & Guillotine Damper ¦ HRSG_Fuel Gas Header Drawing for Duct Burner System ¦ HRSG_Ignition Gas Header Drawing for Duct Burner System ¦ HRSG_Cooling Air Header Drawing for Duct Burner System ¦ HRSG_Hazardous Area Classification Specification & Drawing for Duct Burner System ¦ HRSG_Manhole Cover for H.P Steam Drum ¦ HRSG_TYPICAL DRAWING FOR DRUM INSULATION ¦ HRSG_Power Distribution Panel Drawings ¦ HRSG_LP Drum Drawings ¦ HRSG_Spec. & Drawing of CEMS ¦ HRSG_HP Drum Drawings ¦ HRSG_Continuous Blowdown Tank Drawings ¦ HRSG_Atmospheric Blowdown Tank Drawings ¦ HRSG_Spec. & Drawing of Drain Pump ¦ HRSG_Spec. & Drawing of Exhaust Stack Damper ¦ HRSG_Spec. & Drawing of Deaerator ¦ HRSG_Spec. & Drawing of Hoist ¦ HRSG_Spec. & Drawing of Recirculation Pump ¦ HRSG_SPEC. & DRAWING FOR DESUPERHEATER ¦ HRSG_SPEC. & DRAWING FOR BLOW DOWN TANK ¦ HRSG_SPEC. & DRAWING FOR DEAERATOR ¦ HRSG_SPEC. & DRAWING FOR HOIST ¦ HRSG_SPEC. & DRAWING FOR RECIRCULATION PUMP ¦ HRSG_SPEC. & DRAWING FOR DIVERTER DAMPER ¦ HRSG_SPEC. & DRAWING FOR SCR ¦ AIG ARRAGEMENT DRAWING FOR HRSG SCR ¦ AMMONIA DISTRIBUTION HEADER DRAWING FOR HRSG SCR ¦ CATALYST DATA SHEET & DRAWING FOR HRSG SCR ¦ CATALYST BLOCK DRAWING FOR HRSG SCR ¦ EYE SHOWER DRAWING FOR HRSG SCR ¦ HRSG_SPEC. & DRAWING FOR CEMS ¦ HRSG_SPECIALTY DATA SHEET & DRAWING ¦ HRSG_MOV DATA SHEET & DRAWINGS ¦ HRSG LEVEL GAUGE DATA SHEET & DRAWINGS & CATALOG ¦ HRSG_REMOTE DRUM LEVEL INDICATOR DATASHEET/DRAWINGS CATALOG ¦ HRSG_ LOCAL GAUGE AND TEMPERATURE ELEMENT DATA SHEET&DRAWINGS &CATALOG ¦ HRSG_ LEVEL SWITCH DATA SHEET & DRAWINGS &CATALOG ¦ HRSG_ FLOW ELEMENT DATA SHEET & DRAWINGS &CATALOG ¦ HRSG_POWER DISTRIBUTION PANEL DRAWINGS ¦ HRSG_NAME PLATE DRAWING ¦ HRSG - SPECIALTY DRAWING FOR EXTERNAL PIPING ¦ [HRSG]_SPECIALTY DRAWING FOR EXTERNAL PIPING ¦ HRSG_SPECIALTY DRAWING FOR HRSG EXTERNAL PIPING ¦ HRSG_MANUAL VALVE LIST & DRAWINGS | Included instrument air header drawing for duct burner system explicitly referenced.
424 | HRSG Vendor Document List | HRSG | Instrumentation & Control | Drawing | Instrument & Control System | Instrument Rack | Instrument Rack | Instrument Rack Drawing | Vendor | Source-Grounded | Approved Source-Grounded | 6621 | Fadhili ¦ Grati ¦ Karabatan ¦ Turkistan ¦ Ukudu | T16182-YT02-P0LB-122094 ¦ T16182-YT01-P0LB-122095 ¦ T14211-7318-02-ME-H21-101 ¦ T14211-7318-02-ME-H21-102 ¦ T14211-7318-02-ME-E14-001 ¦ T14211-7318-02-ME-B16-211 ¦ T14211-7318-02-ME-B16-213 ¦ T16182-YD00-P0LB-122006 ¦ T16182-CN00-P0LB-122040 ¦ T16182-YD00-P0LB-122049 ¦ T16182-YD00-P0LB-122050 ¦ T16182-YT01-P0LB-122051 ¦ T16182-YD00-P0LB-122052 ¦ T16182-YD00-P0LB-122054 ¦ T16182-YD00-P0LB-122056 ¦ T16182-VN02-P0LB-122089 ¦ T16182-VN02-P0LB-122090 ¦ T16182-YS00-P0LB-122091 ¦ T16182-YT01-P0LB-122093 ¦ T16182-YT01-P0LB-122096 ¦ T16182-YT01-P0LB-122097 ¦ T16182-YT01-P0LB-122098 ¦ T16182-UE00-P0LB-122111 ¦ GRT-YD00-P1H-300035 ¦ GRT-YD00-P1H-300037 ¦ GRT-YD00-P1H-300039 ¦ GRT-YD00-P1H-300040 ¦ GRT-YT01-P1H-300059 ¦ GRT-YT01-P1H-300060 ¦ GRT-YT01-P1H-300061 ¦ GRT-YT01-P1H-300063 ¦ GRT-YT02-P1H-300065 ¦ GRT-YT01-P1H-300069 ¦ T14211-7318-02-ME-P05-101 ¦ T14211-7318-02-ME-P05-102 ¦ T14211-7318-02-ME-P05-103 ¦ T14211-7318-02-ME-H21-103 ¦ T14211-7318-02-ME-H21-104 ¦ T14211-7318-02-ME-H21-105 ¦ T14211-7318-02-ME-H21-106 ¦ T14211-7318-02-ME-B16-011 ¦ T14211-7318-02-ME-B16-021 ¦ T14211-7318-02-ME-B16-041 ¦ T14211-7318-02-ME-B16-071 ¦ T14211-7318-02-ME-B16-107 ¦ T14211-7318-02-ME-B16-108 ¦ T14211-7318-02-ME-B16-208 ¦ T14211-7318-02-ME-B16-209 ¦ T14211-7318-02-ME-B16-210 ¦ T14211-7318-02-ME-B16-237 ¦ T14211-7318-02-ME-B05-106 ¦ T14211-7318-02-ME-B05-108 ¦ T14211-7318-02-ME-H05-001 ¦ CCP-W-B114-02-ME-B05-0023 ¦ CCP-W-B114-02-ME-H21-0081 ¦ CCP-W-B114-02-ME-B05-0015 ¦ CCP-W-B114-02-ME-B05-0021 ¦ CCP-W-B114-02-ME-B05-0022 ¦ CCP-W-B114-02-ME-B16-0028 ¦ CCP-W-B114-02-ME-B16-0030 ¦ CCP-W-B114-02-ME-B16-0032 ¦ CCP-W-B114-02-ME-B05-0034 ¦ CCP-W-B114-02-ME-B16-0035 ¦ T16182-YK00-P0LB-122073 ¦ GRT-YK09-P1H-300049 ¦ T14211-7318-02-ME-P99-001 | HRSG - LOCAL INSTRUMENT DATASHEET & DRAWINGS ¦ HRSG - TRANSMITTER DATASHEET & DRAWINGS ¦ [DCR] Change HRSG Control valve drawings ¦ HRSG_Local Instrument Data Sheet/Drawings ¦ HRSG_Transmitter Data Sheet/Drawings ¦ HRSG_Power Distribution Panel and Junction Box Drawings ¦ HRSG_Instrument Air Header Drawing for Duct Burner System ¦ HRSG_I & C Architecture Drawing for Duct Burner System ¦ HRSG_SPEC. & DRAWING FOR VOC ANALYZER ¦ HRSG_CONTROL VALVE DATA SHEET & DRAWINGS ¦ HRSG_ TRANSMITTER DATA SHEET & DRAWINGS &CATALOG ¦ HRSG_JUNCTION BOX & INSTRUMENT RACK DRAWING ¦ HRSG - SPEC. & DRAWING FOR HOIST ¦ HRSG - HAZARDOUS AREA CLASSIFICATION SPECIFICATION & DRAWING FOR DUCT BURNER SYSTEM ¦ HRSG - SPEC. & DRAWING FOR STEAM DRUM ¦ HRSG - SPEC. & DRAWING FOR BLOWDOWN PUMP ¦ HRSG - SPEC. & DRAWING FOR SAFETY & RELIEF VALVE ¦ HRSG - SPEC. & DRAWING FOR STACK DAMPER ¦ HRSG - SPEC. & DRAWING FOR DEAERATOR & STORAGE TANK ¦ HRSG - POWER DISTRIBUTION PANEL DRAWINGS ¦ HRSG - MOV DATASHEET & DRAWINGS ¦ HRSG - CV DATASHEET & DRAWINGS ¦ HRSG - DESH. DATASHEET & DRAWINGS ¦ HRSG - CEMS DATASHEET & DRAWINGS ¦ HRSG - DRUM LEVEL GAUGE DATASHEET & DRAWINGS ¦ HRSG - FLOW ELEMENT DATASHEET & DRAWINGS ¦ HRSG - REMOTE DRUM LEVEL INDICATOR DATASHEET & DRAWINGS ¦ HRSG – PERPENDICULAR BAFFLE AND TIE PLATE ASSY DRAWINGS ¦ [HRSG]_SPEC. & DRAWING FOR STEAM DRUM ¦ [HRSG]_POWER DISTRIBUTION PANEL DRAWINGS ¦ [HRSG]_SPEC. & DRAWING FOR SAFETY & RELIEF VALVE ¦ [HRSG]_SPEC. & DRAWING FOR STACK DAMPER ¦ [HRSG]_MOV DATASHEET & DRAWINGS ¦ [HRSG]_CV DATASHEET & DRAWINGS ¦ [HRSG]_DESH. DATASHEET & DRAWINGS ¦ [HRSG]_CEMS DATASHEET & DRAWINGS ¦ [HRSG]_REMOTE DRUM LEVEL INDICATOR DATASHEET & DRAWINGS ¦ [HRSG]_ SPEC. & DRAWING FOR PREHEATER RECIRCULATION PUMP ¦ HRSG_MOV Data Sheet/Drawings ¦ HRSG_CV Data Sheet/Drawings ¦ HRSG_Desh. Data Sheet/Drawings ¦ HRSG_Drum Level Gauge Data Sheet/Drawings ¦ HRSG_Flow Element Data Sheet/Drawings ¦ HRSG_Remote Drum Level Indicator Datasheet/Drawings ¦ HRSG_CEMS Data Sheet/Drawings ¦ HRSG_SPEC. & DRAWING FOR SAFETY & RELIEF VALVE ¦ HRSG_SPEC. & DRAWING FOR STACK DAMPER ¦ HRSG_SPEC. & DRAWING FOR DEAERATOR, STORAGE TANK ¦ HRSG_SPEC. & DRAWING FOR CPH RECIRCULATION PUMP ¦ HRSG_Electric Actuator Specification & Drawing for Diverter & Guillotine Damper ¦ HRSG_Hoist Specification & Drawing for Diverter & Guillotine Damper ¦ HRSG_Fuel Gas Header Drawing for Duct Burner System ¦ HRSG_Ignition Gas Header Drawing for Duct Burner System ¦ HRSG_Cooling Air Header Drawing for Duct Burner System ¦ HRSG_Hazardous Area Classification Specification & Drawing for Duct Burner System ¦ HRSG_Manhole Cover for H.P Steam Drum ¦ HRSG_TYPICAL DRAWING FOR DRUM INSULATION ¦ HRSG_Power Distribution Panel Drawings ¦ HRSG_LP Drum Drawings ¦ HRSG_Spec. & Drawing of CEMS ¦ HRSG_HP Drum Drawings ¦ HRSG_Continuous Blowdown Tank Drawings ¦ HRSG_Atmospheric Blowdown Tank Drawings ¦ HRSG_Spec. & Drawing of Drain Pump ¦ HRSG_Spec. & Drawing of Exhaust Stack Damper ¦ HRSG_Spec. & Drawing of Deaerator ¦ HRSG_Spec. & Drawing of Hoist ¦ HRSG_Spec. & Drawing of Recirculation Pump ¦ HRSG_SPEC. & DRAWING FOR DESUPERHEATER ¦ HRSG_SPEC. & DRAWING FOR BLOW DOWN TANK ¦ HRSG_SPEC. & DRAWING FOR DEAERATOR ¦ HRSG_SPEC. & DRAWING FOR HOIST ¦ HRSG_SPEC. & DRAWING FOR RECIRCULATION PUMP ¦ HRSG_SPEC. & DRAWING FOR DIVERTER DAMPER ¦ HRSG_SPEC. & DRAWING FOR SCR ¦ AIG ARRAGEMENT DRAWING FOR HRSG SCR ¦ AMMONIA DISTRIBUTION HEADER DRAWING FOR HRSG SCR ¦ CATALYST DATA SHEET & DRAWING FOR HRSG SCR ¦ CATALYST BLOCK DRAWING FOR HRSG SCR ¦ EYE SHOWER DRAWING FOR HRSG SCR ¦ HRSG_SPEC. & DRAWING FOR CEMS ¦ HRSG_SPECIALTY DATA SHEET & DRAWING ¦ HRSG_MOV DATA SHEET & DRAWINGS ¦ HRSG LEVEL GAUGE DATA SHEET & DRAWINGS & CATALOG ¦ HRSG_REMOTE DRUM LEVEL INDICATOR DATASHEET/DRAWINGS CATALOG ¦ HRSG_ LOCAL GAUGE AND TEMPERATURE ELEMENT DATA SHEET&DRAWINGS &CATALOG ¦ HRSG_ LEVEL SWITCH DATA SHEET & DRAWINGS &CATALOG ¦ HRSG_ FLOW ELEMENT DATA SHEET & DRAWINGS &CATALOG ¦ HRSG_POWER DISTRIBUTION PANEL DRAWINGS ¦ HRSG_NAME PLATE DRAWING ¦ HRSG - SPECIALTY DRAWING FOR EXTERNAL PIPING ¦ [HRSG]_SPECIALTY DRAWING FOR EXTERNAL PIPING ¦ HRSG_SPECIALTY DRAWING FOR HRSG EXTERNAL PIPING ¦ HRSG_MANUAL VALVE LIST & DRAWINGS | Captured 'JUNCTION BOX & INSTRUMENT RACK DRAWING' by splitting out instrument rack as a distinct object.
425 | HRSG Vendor Document List | HRSG | Instrumentation & Control | Drawing | Instrument & Control System | Instrument Rack | Junction Box | Junction Box Drawings | Vendor | Source-Grounded | Approved Source-Grounded | 5575 ¦ 6621 | R&N ¦ Fadhili ¦ Grati ¦ Karabatan ¦ Turkistan ¦ Ukudu | SAU4005-G011-HYA-&ELB-04932 ¦ SAU4005-G011-HYA-&EEC-04944 ¦ SAU4005-G011-HYA-&EDA-04896 ¦ SAU4005-G011-HYA-&EFC-04926 ¦ SAU4005-G011-HNY-&MDA-04963 ¦ SAU4005-G011-HNY-&MDA-04984 ¦ SAU4005-G011-HNE-&EDA-04993 ¦ SAU4005-G011-HHA-&MDA-05005 ¦ SAU4005-G011-HHA-&MLU-05020 ¦ SAU4005-G011-HAA-&MLU-04826 ¦ SAU4005-G011-HAX-&MDA-04837 ¦ SAU4005-G011-LCQ-&MDA-04838 ¦ SAU4005-G011-LBF-&MDA-04839 ¦ SAU4005-G011-HNE-&MDA-04840 ¦ SAU4005-G011-HAA-&MLU-04842 ¦ SAU4005-G011-HAY-&MDA-04844 ¦ SAU4005-G011-H__-&MDB-04850 ¦ SAU4005-G011-H__-&MDB-04851 ¦ SAU4005-G011-SMH-&MDA-04853 ¦ SAU4005-G011-LCP-&MDA-04854 ¦ SAU4005-G011-H__-&MTB-04856 ¦ SAU4005-G011-HYA-&EDA-04895 ¦ SAU4005-G011-HYA-&EDA-04898 ¦ SAU4005-G011-HYA-&EDA-04903 ¦ SAU4005-G011-HNE-&EDA-04929 ¦ SAU4005-G011-HYA-&EEC-04942 ¦ SAU4005-G011-HNY-&MDA-04964 ¦ SAU4005-G011-HNY-&MLU-04968 ¦ SAU4005-G011-HNY-&MLU-04970 ¦ SAU4005-G011-HNY-&MDA-04978 ¦ SAU4005-G011-HNY-&MDA-04985 ¦ SAU4005-G011-HNY-&MDA-04992 ¦ SAU4005-G011-HHA-&MDA-05021 ¦ SAU4005-G011-HHA-&MDA-05031 ¦ SAU4005-G011-HHA-&MDA-05032 ¦ SAU4005-G011-HHA-&MDA-05033 ¦ SAU4005-G011-HHA-&MDA-05034 ¦ SAU4005-G011-HNY-&MLU-05129 ¦ SAU4005-G011-HNY-&MLU-05133 ¦ SAU4005-G011-HNY-&MDA-05147 ¦ SAU4005-G011-HA_-&MPA-04880 ¦ SAU4005-G011-HNY-&MLU-05131 ¦ T16182-YT02-P0LB-122094 ¦ T16182-YT01-P0LB-122095 ¦ T14211-7318-02-ME-H21-101 ¦ T14211-7318-02-ME-H21-102 ¦ T14211-7318-02-ME-E14-001 ¦ T14211-7318-02-ME-B16-211 ¦ T14211-7318-02-ME-B16-213 ¦ T16182-YD00-P0LB-122006 ¦ T16182-CN00-P0LB-122040 ¦ T16182-YD00-P0LB-122049 ¦ T16182-YD00-P0LB-122050 ¦ T16182-YT01-P0LB-122051 ¦ T16182-YD00-P0LB-122052 ¦ T16182-YD00-P0LB-122054 ¦ T16182-YD00-P0LB-122056 ¦ T16182-VN02-P0LB-122089 ¦ T16182-VN02-P0LB-122090 ¦ T16182-YS00-P0LB-122091 ¦ T16182-YT01-P0LB-122093 ¦ T16182-YT01-P0LB-122096 ¦ T16182-YT01-P0LB-122097 ¦ T16182-YT01-P0LB-122098 ¦ T16182-UE00-P0LB-122111 ¦ GRT-YD00-P1H-300035 ¦ GRT-YD00-P1H-300037 ¦ GRT-YD00-P1H-300039 ¦ GRT-YD00-P1H-300040 ¦ GRT-YT01-P1H-300059 ¦ GRT-YT01-P1H-300060 ¦ GRT-YT01-P1H-300061 ¦ GRT-YT01-P1H-300063 ¦ GRT-YT02-P1H-300065 ¦ GRT-YT01-P1H-300069 ¦ T14211-7318-02-ME-P05-101 ¦ T14211-7318-02-ME-P05-102 ¦ T14211-7318-02-ME-P05-103 ¦ T14211-7318-02-ME-H21-103 ¦ T14211-7318-02-ME-H21-104 ¦ T14211-7318-02-ME-H21-105 ¦ T14211-7318-02-ME-H21-106 ¦ T14211-7318-02-ME-B16-011 ¦ T14211-7318-02-ME-B16-021 ¦ T14211-7318-02-ME-B16-041 ¦ T14211-7318-02-ME-B16-071 ¦ T14211-7318-02-ME-B16-107 ¦ T14211-7318-02-ME-B16-108 ¦ T14211-7318-02-ME-B16-208 ¦ T14211-7318-02-ME-B16-209 ¦ T14211-7318-02-ME-B16-210 ¦ T14211-7318-02-ME-B16-237 ¦ T14211-7318-02-ME-B05-106 ¦ T14211-7318-02-ME-B05-108 ¦ T14211-7318-02-ME-H05-001 ¦ CCP-W-B114-02-ME-B05-0023 ¦ CCP-W-B114-02-ME-H21-0081 ¦ CCP-W-B114-02-ME-B05-0015 ¦ CCP-W-B114-02-ME-B05-0021 ¦ CCP-W-B114-02-ME-B05-0022 ¦ CCP-W-B114-02-ME-B16-0028 ¦ CCP-W-B114-02-ME-B16-0030 ¦ CCP-W-B114-02-ME-B16-0032 ¦ CCP-W-B114-02-ME-B05-0034 ¦ CCP-W-B114-02-ME-B16-0035 ¦ T16182-YK00-P0LB-122073 ¦ GRT-YK09-P1H-300049 ¦ T14211-7318-02-ME-P99-001 | HRSG(V) - Nozzle Orientation and Cable Route Drawing for CEMS ¦ HRSG(V) - Lighting and Small Power Distribution Panel Drawings ¦ HRSG(V) - Control Valve Data Sheet/Drawings ¦ HRSG(V) - PLC HMI Drawing for Diverter Damper ¦ HRSG(V) - Control Valve Data Sheet & Drawings for SCR ¦ HRSG(V) - Junction Box Drawing for SCR ¦ HRSG(V) - SPEC. & Drawing of Analyzer for SCR ¦ HRSG(V) - Control Valve Data Sheet & Drawings for Duct Burner ¦ HRSG(V) - Junction Box Drawing for Duct Burner ¦ HRSG(V) - Typical Drawing for Drum Insulation ¦ HRSG(V) - Desuperheater Data Sheet & Drawings ¦ HRSG(V) - Spec. & Drawing for Blowdown Tank Pump ¦ HRSG(V) - Spec. & Drawing for Safety & Relief Valve ¦ HRSG(V) - Spec. & Drawing for Stack Damper ¦ HRSG(V) - Spec. & Drawing for Deaerator ¦ HRSG(V) - Spec. & Drawing for Boiler Stress Evaluator System ¦ HRSG(V) - HPU Specification & Drawing for Diverter & Guillotine Damper ¦ HRSG(V) - Hoist Specification & Drawing for Diverter & Guillotine Damper ¦ HRSG(V) - Spec. & Drawing for Hoist ¦ HRSG(V) - Spec. & Drawing for Recirculation Pump ¦ HRSG(V) - Name Plate Drawing ¦ HRSG(V) - MOV Data Sheet/Drawings ¦ HRSG(V) - Drum Level Gauge Datasheet/Drawings ¦ HRSG(V) - Remote Drum Level Indicator Datasheet/Drawings ¦ HRSG(V) - SPEC. & Drawing for CEMS ¦ HRSG(V) - Power Distribution Panel Drawings ¦ HRSG(V) - Catalyst Data Sheet & Drawings for SCR ¦ HRSG(V) - Dilution Tank Drawing for SCR ¦ HRSG(V) - Ammonia Distribution Header Drawing ¦ HRSG(V) - SPECIAL ITEM LIST AND DRAWING FOR SCR ¦ HRSG(V) - Local Panel Drawing for SCR ¦ HRSG(V) - Valve Drawing for SCR ¦ HRSG(V) - Local Panel / Control Panel Drawing for Duct Burner ¦ HRSG(V) - Valve Drawing for Duct Burner ¦ HRSG(V) - SPEC. & Drawing of Flame Scanner for Duct Burner ¦ HRSG(V) - SPEC. & Drawing of Ignition Burner for Duct Burner ¦ HRSG(V) - Hazardous Area Classification Specification & Drawing for Duct Burner ¦ HRSG(V) - Measurement Socket Drawing for SCR ¦ HRSG(V) - Equipment Insulation Drawing for SCR ¦ HRSG(V) – Hot Gas Circulation Fan VFD Drawing for SCR ¦ HRSG(V) - Specialty List and Drawing for HRSG Piping ¦ HRSG(V) - Piping Insulation Drawing for SCR ¦ HRSG - LOCAL INSTRUMENT DATASHEET & DRAWINGS ¦ HRSG - TRANSMITTER DATASHEET & DRAWINGS ¦ [DCR] Change HRSG Control valve drawings ¦ HRSG_Local Instrument Data Sheet/Drawings ¦ HRSG_Transmitter Data Sheet/Drawings ¦ HRSG_Power Distribution Panel and Junction Box Drawings ¦ HRSG_Instrument Air Header Drawing for Duct Burner System ¦ HRSG_I & C Architecture Drawing for Duct Burner System ¦ HRSG_SPEC. & DRAWING FOR VOC ANALYZER ¦ HRSG_CONTROL VALVE DATA SHEET & DRAWINGS ¦ HRSG_ TRANSMITTER DATA SHEET & DRAWINGS &CATALOG ¦ HRSG_JUNCTION BOX & INSTRUMENT RACK DRAWING ¦ HRSG - SPEC. & DRAWING FOR HOIST ¦ HRSG - HAZARDOUS AREA CLASSIFICATION SPECIFICATION & DRAWING FOR DUCT BURNER SYSTEM ¦ HRSG - SPEC. & DRAWING FOR STEAM DRUM ¦ HRSG - SPEC. & DRAWING FOR BLOWDOWN PUMP ¦ HRSG - SPEC. & DRAWING FOR SAFETY & RELIEF VALVE ¦ HRSG - SPEC. & DRAWING FOR STACK DAMPER ¦ HRSG - SPEC. & DRAWING FOR DEAERATOR & STORAGE TANK ¦ HRSG - POWER DISTRIBUTION PANEL DRAWINGS ¦ HRSG - MOV DATASHEET & DRAWINGS ¦ HRSG - CV DATASHEET & DRAWINGS ¦ HRSG - DESH. DATASHEET & DRAWINGS ¦ HRSG - CEMS DATASHEET & DRAWINGS ¦ HRSG - DRUM LEVEL GAUGE DATASHEET & DRAWINGS ¦ HRSG - FLOW ELEMENT DATASHEET & DRAWINGS ¦ HRSG - REMOTE DRUM LEVEL INDICATOR DATASHEET & DRAWINGS ¦ HRSG – PERPENDICULAR BAFFLE AND TIE PLATE ASSY DRAWINGS ¦ [HRSG]_SPEC. & DRAWING FOR STEAM DRUM ¦ [HRSG]_POWER DISTRIBUTION PANEL DRAWINGS ¦ [HRSG]_SPEC. & DRAWING FOR SAFETY & RELIEF VALVE ¦ [HRSG]_SPEC. & DRAWING FOR STACK DAMPER ¦ [HRSG]_MOV DATASHEET & DRAWINGS ¦ [HRSG]_CV DATASHEET & DRAWINGS ¦ [HRSG]_DESH. DATASHEET & DRAWINGS ¦ [HRSG]_CEMS DATASHEET & DRAWINGS ¦ [HRSG]_REMOTE DRUM LEVEL INDICATOR DATASHEET & DRAWINGS ¦ [HRSG]_ SPEC. & DRAWING FOR PREHEATER RECIRCULATION PUMP ¦ HRSG_MOV Data Sheet/Drawings ¦ HRSG_CV Data Sheet/Drawings ¦ HRSG_Desh. Data Sheet/Drawings ¦ HRSG_Drum Level Gauge Data Sheet/Drawings ¦ HRSG_Flow Element Data Sheet/Drawings ¦ HRSG_Remote Drum Level Indicator Datasheet/Drawings ¦ HRSG_CEMS Data Sheet/Drawings ¦ HRSG_SPEC. & DRAWING FOR SAFETY & RELIEF VALVE ¦ HRSG_SPEC. & DRAWING FOR STACK DAMPER ¦ HRSG_SPEC. & DRAWING FOR DEAERATOR, STORAGE TANK ¦ HRSG_SPEC. & DRAWING FOR CPH RECIRCULATION PUMP ¦ HRSG_Electric Actuator Specification & Drawing for Diverter & Guillotine Damper ¦ HRSG_Hoist Specification & Drawing for Diverter & Guillotine Damper ¦ HRSG_Fuel Gas Header Drawing for Duct Burner System ¦ HRSG_Ignition Gas Header Drawing for Duct Burner System ¦ HRSG_Cooling Air Header Drawing for Duct Burner System ¦ HRSG_Hazardous Area Classification Specification & Drawing for Duct Burner System ¦ HRSG_Manhole Cover for H.P Steam Drum ¦ HRSG_TYPICAL DRAWING FOR DRUM INSULATION ¦ HRSG_Power Distribution Panel Drawings ¦ HRSG_LP Drum Drawings ¦ HRSG_Spec. & Drawing of CEMS ¦ HRSG_HP Drum Drawings ¦ HRSG_Continuous Blowdown Tank Drawings ¦ HRSG_Atmospheric Blowdown Tank Drawings ¦ HRSG_Spec. & Drawing of Drain Pump ¦ HRSG_Spec. & Drawing of Exhaust Stack Damper ¦ HRSG_Spec. & Drawing of Deaerator ¦ HRSG_Spec. & Drawing of Hoist ¦ HRSG_Spec. & Drawing of Recirculation Pump ¦ HRSG_SPEC. & DRAWING FOR DESUPERHEATER ¦ HRSG_SPEC. & DRAWING FOR BLOW DOWN TANK ¦ HRSG_SPEC. & DRAWING FOR DEAERATOR ¦ HRSG_SPEC. & DRAWING FOR HOIST ¦ HRSG_SPEC. & DRAWING FOR RECIRCULATION PUMP ¦ HRSG_SPEC. & DRAWING FOR DIVERTER DAMPER ¦ HRSG_SPEC. & DRAWING FOR SCR ¦ AIG ARRAGEMENT DRAWING FOR HRSG SCR ¦ AMMONIA DISTRIBUTION HEADER DRAWING FOR HRSG SCR ¦ CATALYST DATA SHEET & DRAWING FOR HRSG SCR ¦ CATALYST BLOCK DRAWING FOR HRSG SCR ¦ EYE SHOWER DRAWING FOR HRSG SCR ¦ HRSG_SPEC. & DRAWING FOR CEMS ¦ HRSG_SPECIALTY DATA SHEET & DRAWING ¦ HRSG_MOV DATA SHEET & DRAWINGS ¦ HRSG LEVEL GAUGE DATA SHEET & DRAWINGS & CATALOG ¦ HRSG_REMOTE DRUM LEVEL INDICATOR DATASHEET/DRAWINGS CATALOG ¦ HRSG_ LOCAL GAUGE AND TEMPERATURE ELEMENT DATA SHEET&DRAWINGS &CATALOG ¦ HRSG_ LEVEL SWITCH DATA SHEET & DRAWINGS &CATALOG ¦ HRSG_ FLOW ELEMENT DATA SHEET & DRAWINGS &CATALOG ¦ HRSG_POWER DISTRIBUTION PANEL DRAWINGS ¦ HRSG_NAME PLATE DRAWING ¦ HRSG - SPECIALTY DRAWING FOR EXTERNAL PIPING ¦ [HRSG]_SPECIALTY DRAWING FOR EXTERNAL PIPING ¦ HRSG_SPECIALTY DRAWING FOR HRSG EXTERNAL PIPING ¦ HRSG_MANUAL VALVE LIST & DRAWINGS | Standardized junction box drawing deliverable (incl. SCR and duct burner references) into a general junction box drawings deliverable.
426 | HRSG Vendor Document List | HRSG | Instrumentation & Control | Data Sheet | Instrument & Control System | Instrument Rack | Local Instrument | Local Instrument Data Sheet | Vendor | Source-Grounded | Approved Source-Grounded | 6621 | Fadhili ¦ Grati ¦ Karabatan ¦ Turkistan ¦ Ukudu | T16182-YT02-P0LB-122094 ¦ T16182-YT01-P0LB-122095 ¦ T14211-7318-02-ME-H21-101 ¦ T14211-7318-02-ME-H21-102 ¦ T14211-7318-02-ME-E14-001 ¦ T14211-7318-02-ME-B16-211 ¦ T14211-7318-02-ME-B16-213 ¦ T16182-YD00-P0LB-122006 ¦ T16182-CN00-P0LB-122040 ¦ T16182-YD00-P0LB-122049 ¦ T16182-YD00-P0LB-122050 ¦ T16182-YT01-P0LB-122051 ¦ T16182-YD00-P0LB-122052 ¦ T16182-YD00-P0LB-122054 ¦ T16182-YD00-P0LB-122056 ¦ T16182-VN02-P0LB-122089 ¦ T16182-VN02-P0LB-122090 ¦ T16182-YS00-P0LB-122091 ¦ T16182-YT01-P0LB-122093 ¦ T16182-YT01-P0LB-122096 ¦ T16182-YT01-P0LB-122097 ¦ T16182-YT01-P0LB-122098 ¦ T16182-UE00-P0LB-122111 ¦ GRT-YD00-P1H-300035 ¦ GRT-YD00-P1H-300037 ¦ GRT-YD00-P1H-300039 ¦ GRT-YD00-P1H-300040 ¦ GRT-YT01-P1H-300059 ¦ GRT-YT01-P1H-300060 ¦ GRT-YT01-P1H-300061 ¦ GRT-YT01-P1H-300063 ¦ GRT-YT02-P1H-300065 ¦ GRT-YT01-P1H-300069 ¦ T14211-7318-02-ME-P05-101 ¦ T14211-7318-02-ME-P05-102 ¦ T14211-7318-02-ME-P05-103 ¦ T14211-7318-02-ME-H21-103 ¦ T14211-7318-02-ME-H21-104 ¦ T14211-7318-02-ME-H21-105 ¦ T14211-7318-02-ME-H21-106 ¦ T14211-7318-02-ME-B16-011 ¦ T14211-7318-02-ME-B16-021 ¦ T14211-7318-02-ME-B16-041 ¦ T14211-7318-02-ME-B16-071 ¦ T14211-7318-02-ME-B16-107 ¦ T14211-7318-02-ME-B16-108 ¦ T14211-7318-02-ME-B16-208 ¦ T14211-7318-02-ME-B16-209 ¦ T14211-7318-02-ME-B16-210 ¦ T14211-7318-02-ME-B16-237 ¦ T14211-7318-02-ME-B05-106 ¦ T14211-7318-02-ME-B05-108 ¦ T14211-7318-02-ME-H05-001 ¦ CCP-W-B114-02-ME-B05-0023 ¦ CCP-W-B114-02-ME-H21-0081 ¦ CCP-W-B114-02-ME-B05-0015 ¦ CCP-W-B114-02-ME-B05-0021 ¦ CCP-W-B114-02-ME-B05-0022 ¦ CCP-W-B114-02-ME-B16-0028 ¦ CCP-W-B114-02-ME-B16-0030 ¦ CCP-W-B114-02-ME-B16-0032 ¦ CCP-W-B114-02-ME-B05-0034 ¦ CCP-W-B114-02-ME-B16-0035 ¦ T16182-YK00-P0LB-122073 ¦ GRT-YK09-P1H-300049 ¦ T14211-7318-02-ME-P99-001 | HRSG - LOCAL INSTRUMENT DATASHEET & DRAWINGS ¦ HRSG - TRANSMITTER DATASHEET & DRAWINGS ¦ [DCR] Change HRSG Control valve drawings ¦ HRSG_Local Instrument Data Sheet/Drawings ¦ HRSG_Transmitter Data Sheet/Drawings ¦ HRSG_Power Distribution Panel and Junction Box Drawings ¦ HRSG_Instrument Air Header Drawing for Duct Burner System ¦ HRSG_I & C Architecture Drawing for Duct Burner System ¦ HRSG_SPEC. & DRAWING FOR VOC ANALYZER ¦ HRSG_CONTROL VALVE DATA SHEET & DRAWINGS ¦ HRSG_ TRANSMITTER DATA SHEET & DRAWINGS &CATALOG ¦ HRSG_JUNCTION BOX & INSTRUMENT RACK DRAWING ¦ HRSG - SPEC. & DRAWING FOR HOIST ¦ HRSG - HAZARDOUS AREA CLASSIFICATION SPECIFICATION & DRAWING FOR DUCT BURNER SYSTEM ¦ HRSG - SPEC. & DRAWING FOR STEAM DRUM ¦ HRSG - SPEC. & DRAWING FOR BLOWDOWN PUMP ¦ HRSG - SPEC. & DRAWING FOR SAFETY & RELIEF VALVE ¦ HRSG - SPEC. & DRAWING FOR STACK DAMPER ¦ HRSG - SPEC. & DRAWING FOR DEAERATOR & STORAGE TANK ¦ HRSG - POWER DISTRIBUTION PANEL DRAWINGS ¦ HRSG - MOV DATASHEET & DRAWINGS ¦ HRSG - CV DATASHEET & DRAWINGS ¦ HRSG - DESH. DATASHEET & DRAWINGS ¦ HRSG - CEMS DATASHEET & DRAWINGS ¦ HRSG - DRUM LEVEL GAUGE DATASHEET & DRAWINGS ¦ HRSG - FLOW ELEMENT DATASHEET & DRAWINGS ¦ HRSG - REMOTE DRUM LEVEL INDICATOR DATASHEET & DRAWINGS ¦ HRSG – PERPENDICULAR BAFFLE AND TIE PLATE ASSY DRAWINGS ¦ [HRSG]_SPEC. & DRAWING FOR STEAM DRUM ¦ [HRSG]_POWER DISTRIBUTION PANEL DRAWINGS ¦ [HRSG]_SPEC. & DRAWING FOR SAFETY & RELIEF VALVE ¦ [HRSG]_SPEC. & DRAWING FOR STACK DAMPER ¦ [HRSG]_MOV DATASHEET & DRAWINGS ¦ [HRSG]_CV DATASHEET & DRAWINGS ¦ [HRSG]_DESH. DATASHEET & DRAWINGS ¦ [HRSG]_CEMS DATASHEET & DRAWINGS ¦ [HRSG]_REMOTE DRUM LEVEL INDICATOR DATASHEET & DRAWINGS ¦ [HRSG]_ SPEC. & DRAWING FOR PREHEATER RECIRCULATION PUMP ¦ HRSG_MOV Data Sheet/Drawings ¦ HRSG_CV Data Sheet/Drawings ¦ HRSG_Desh. Data Sheet/Drawings ¦ HRSG_Drum Level Gauge Data Sheet/Drawings ¦ HRSG_Flow Element Data Sheet/Drawings ¦ HRSG_Remote Drum Level Indicator Datasheet/Drawings ¦ HRSG_CEMS Data Sheet/Drawings ¦ HRSG_SPEC. & DRAWING FOR SAFETY & RELIEF VALVE ¦ HRSG_SPEC. & DRAWING FOR STACK DAMPER ¦ HRSG_SPEC. & DRAWING FOR DEAERATOR, STORAGE TANK ¦ HRSG_SPEC. & DRAWING FOR CPH RECIRCULATION PUMP ¦ HRSG_Electric Actuator Specification & Drawing for Diverter & Guillotine Damper ¦ HRSG_Hoist Specification & Drawing for Diverter & Guillotine Damper ¦ HRSG_Fuel Gas Header Drawing for Duct Burner System ¦ HRSG_Ignition Gas Header Drawing for Duct Burner System ¦ HRSG_Cooling Air Header Drawing for Duct Burner System ¦ HRSG_Hazardous Area Classification Specification & Drawing for Duct Burner System ¦ HRSG_Manhole Cover for H.P Steam Drum ¦ HRSG_TYPICAL DRAWING FOR DRUM INSULATION ¦ HRSG_Power Distribution Panel Drawings ¦ HRSG_LP Drum Drawings ¦ HRSG_Spec. & Drawing of CEMS ¦ HRSG_HP Drum Drawings ¦ HRSG_Continuous Blowdown Tank Drawings ¦ HRSG_Atmospheric Blowdown Tank Drawings ¦ HRSG_Spec. & Drawing of Drain Pump ¦ HRSG_Spec. & Drawing of Exhaust Stack Damper ¦ HRSG_Spec. & Drawing of Deaerator ¦ HRSG_Spec. & Drawing of Hoist ¦ HRSG_Spec. & Drawing of Recirculation Pump ¦ HRSG_SPEC. & DRAWING FOR DESUPERHEATER ¦ HRSG_SPEC. & DRAWING FOR BLOW DOWN TANK ¦ HRSG_SPEC. & DRAWING FOR DEAERATOR ¦ HRSG_SPEC. & DRAWING FOR HOIST ¦ HRSG_SPEC. & DRAWING FOR RECIRCULATION PUMP ¦ HRSG_SPEC. & DRAWING FOR DIVERTER DAMPER ¦ HRSG_SPEC. & DRAWING FOR SCR ¦ AIG ARRAGEMENT DRAWING FOR HRSG SCR ¦ AMMONIA DISTRIBUTION HEADER DRAWING FOR HRSG SCR ¦ CATALYST DATA SHEET & DRAWING FOR HRSG SCR ¦ CATALYST BLOCK DRAWING FOR HRSG SCR ¦ EYE SHOWER DRAWING FOR HRSG SCR ¦ HRSG_SPEC. & DRAWING FOR CEMS ¦ HRSG_SPECIALTY DATA SHEET & DRAWING ¦ HRSG_MOV DATA SHEET & DRAWINGS ¦ HRSG LEVEL GAUGE DATA SHEET & DRAWINGS & CATALOG ¦ HRSG_REMOTE DRUM LEVEL INDICATOR DATASHEET/DRAWINGS CATALOG ¦ HRSG_ LOCAL GAUGE AND TEMPERATURE ELEMENT DATA SHEET&DRAWINGS &CATALOG ¦ HRSG_ LEVEL SWITCH DATA SHEET & DRAWINGS &CATALOG ¦ HRSG_ FLOW ELEMENT DATA SHEET & DRAWINGS &CATALOG ¦ HRSG_POWER DISTRIBUTION PANEL DRAWINGS ¦ HRSG_NAME PLATE DRAWING ¦ HRSG - SPECIALTY DRAWING FOR EXTERNAL PIPING ¦ [HRSG]_SPECIALTY DRAWING FOR EXTERNAL PIPING ¦ HRSG_SPECIALTY DRAWING FOR HRSG EXTERNAL PIPING ¦ HRSG_MANUAL VALVE LIST & DRAWINGS | Split local instrument datasheet/drawing deliverable from the broad mixed list into a standard deliverable. ¦ Composite deliverable split: Data Sheet & Drawings separated by Standard MDL naming rule.
427 | HRSG Vendor Document List | HRSG | Instrumentation & Control | Drawing | Instrument & Control System | Instrument Rack | Local Instrument | Local Instrument Drawing | Vendor | Source-Grounded | Approved Source-Grounded | 6621 | Fadhili ¦ Grati ¦ Karabatan ¦ Turkistan ¦ Ukudu | T16182-YT02-P0LB-122094 ¦ T16182-YT01-P0LB-122095 ¦ T14211-7318-02-ME-H21-101 ¦ T14211-7318-02-ME-H21-102 ¦ T14211-7318-02-ME-E14-001 ¦ T14211-7318-02-ME-B16-211 ¦ T14211-7318-02-ME-B16-213 ¦ T16182-YD00-P0LB-122006 ¦ T16182-CN00-P0LB-122040 ¦ T16182-YD00-P0LB-122049 ¦ T16182-YD00-P0LB-122050 ¦ T16182-YT01-P0LB-122051 ¦ T16182-YD00-P0LB-122052 ¦ T16182-YD00-P0LB-122054 ¦ T16182-YD00-P0LB-122056 ¦ T16182-VN02-P0LB-122089 ¦ T16182-VN02-P0LB-122090 ¦ T16182-YS00-P0LB-122091 ¦ T16182-YT01-P0LB-122093 ¦ T16182-YT01-P0LB-122096 ¦ T16182-YT01-P0LB-122097 ¦ T16182-YT01-P0LB-122098 ¦ T16182-UE00-P0LB-122111 ¦ GRT-YD00-P1H-300035 ¦ GRT-YD00-P1H-300037 ¦ GRT-YD00-P1H-300039 ¦ GRT-YD00-P1H-300040 ¦ GRT-YT01-P1H-300059 ¦ GRT-YT01-P1H-300060 ¦ GRT-YT01-P1H-300061 ¦ GRT-YT01-P1H-300063 ¦ GRT-YT02-P1H-300065 ¦ GRT-YT01-P1H-300069 ¦ T14211-7318-02-ME-P05-101 ¦ T14211-7318-02-ME-P05-102 ¦ T14211-7318-02-ME-P05-103 ¦ T14211-7318-02-ME-H21-103 ¦ T14211-7318-02-ME-H21-104 ¦ T14211-7318-02-ME-H21-105 ¦ T14211-7318-02-ME-H21-106 ¦ T14211-7318-02-ME-B16-011 ¦ T14211-7318-02-ME-B16-021 ¦ T14211-7318-02-ME-B16-041 ¦ T14211-7318-02-ME-B16-071 ¦ T14211-7318-02-ME-B16-107 ¦ T14211-7318-02-ME-B16-108 ¦ T14211-7318-02-ME-B16-208 ¦ T14211-7318-02-ME-B16-209 ¦ T14211-7318-02-ME-B16-210 ¦ T14211-7318-02-ME-B16-237 ¦ T14211-7318-02-ME-B05-106 ¦ T14211-7318-02-ME-B05-108 ¦ T14211-7318-02-ME-H05-001 ¦ CCP-W-B114-02-ME-B05-0023 ¦ CCP-W-B114-02-ME-H21-0081 ¦ CCP-W-B114-02-ME-B05-0015 ¦ CCP-W-B114-02-ME-B05-0021 ¦ CCP-W-B114-02-ME-B05-0022 ¦ CCP-W-B114-02-ME-B16-0028 ¦ CCP-W-B114-02-ME-B16-0030 ¦ CCP-W-B114-02-ME-B16-0032 ¦ CCP-W-B114-02-ME-B05-0034 ¦ CCP-W-B114-02-ME-B16-0035 ¦ T16182-YK00-P0LB-122073 ¦ GRT-YK09-P1H-300049 ¦ T14211-7318-02-ME-P99-001 | HRSG - LOCAL INSTRUMENT DATASHEET & DRAWINGS ¦ HRSG - TRANSMITTER DATASHEET & DRAWINGS ¦ [DCR] Change HRSG Control valve drawings ¦ HRSG_Local Instrument Data Sheet/Drawings ¦ HRSG_Transmitter Data Sheet/Drawings ¦ HRSG_Power Distribution Panel and Junction Box Drawings ¦ HRSG_Instrument Air Header Drawing for Duct Burner System ¦ HRSG_I & C Architecture Drawing for Duct Burner System ¦ HRSG_SPEC. & DRAWING FOR VOC ANALYZER ¦ HRSG_CONTROL VALVE DATA SHEET & DRAWINGS ¦ HRSG_ TRANSMITTER DATA SHEET & DRAWINGS &CATALOG ¦ HRSG_JUNCTION BOX & INSTRUMENT RACK DRAWING ¦ HRSG - SPEC. & DRAWING FOR HOIST ¦ HRSG - HAZARDOUS AREA CLASSIFICATION SPECIFICATION & DRAWING FOR DUCT BURNER SYSTEM ¦ HRSG - SPEC. & DRAWING FOR STEAM DRUM ¦ HRSG - SPEC. & DRAWING FOR BLOWDOWN PUMP ¦ HRSG - SPEC. & DRAWING FOR SAFETY & RELIEF VALVE ¦ HRSG - SPEC. & DRAWING FOR STACK DAMPER ¦ HRSG - SPEC. & DRAWING FOR DEAERATOR & STORAGE TANK ¦ HRSG - POWER DISTRIBUTION PANEL DRAWINGS ¦ HRSG - MOV DATASHEET & DRAWINGS ¦ HRSG - CV DATASHEET & DRAWINGS ¦ HRSG - DESH. DATASHEET & DRAWINGS ¦ HRSG - CEMS DATASHEET & DRAWINGS ¦ HRSG - DRUM LEVEL GAUGE DATASHEET & DRAWINGS ¦ HRSG - FLOW ELEMENT DATASHEET & DRAWINGS ¦ HRSG - REMOTE DRUM LEVEL INDICATOR DATASHEET & DRAWINGS ¦ HRSG – PERPENDICULAR BAFFLE AND TIE PLATE ASSY DRAWINGS ¦ [HRSG]_SPEC. & DRAWING FOR STEAM DRUM ¦ [HRSG]_POWER DISTRIBUTION PANEL DRAWINGS ¦ [HRSG]_SPEC. & DRAWING FOR SAFETY & RELIEF VALVE ¦ [HRSG]_SPEC. & DRAWING FOR STACK DAMPER ¦ [HRSG]_MOV DATASHEET & DRAWINGS ¦ [HRSG]_CV DATASHEET & DRAWINGS ¦ [HRSG]_DESH. DATASHEET & DRAWINGS ¦ [HRSG]_CEMS DATASHEET & DRAWINGS ¦ [HRSG]_REMOTE DRUM LEVEL INDICATOR DATASHEET & DRAWINGS ¦ [HRSG]_ SPEC. & DRAWING FOR PREHEATER RECIRCULATION PUMP ¦ HRSG_MOV Data Sheet/Drawings ¦ HRSG_CV Data Sheet/Drawings ¦ HRSG_Desh. Data Sheet/Drawings ¦ HRSG_Drum Level Gauge Data Sheet/Drawings ¦ HRSG_Flow Element Data Sheet/Drawings ¦ HRSG_Remote Drum Level Indicator Datasheet/Drawings ¦ HRSG_CEMS Data Sheet/Drawings ¦ HRSG_SPEC. & DRAWING FOR SAFETY & RELIEF VALVE ¦ HRSG_SPEC. & DRAWING FOR STACK DAMPER ¦ HRSG_SPEC. & DRAWING FOR DEAERATOR, STORAGE TANK ¦ HRSG_SPEC. & DRAWING FOR CPH RECIRCULATION PUMP ¦ HRSG_Electric Actuator Specification & Drawing for Diverter & Guillotine Damper ¦ HRSG_Hoist Specification & Drawing for Diverter & Guillotine Damper ¦ HRSG_Fuel Gas Header Drawing for Duct Burner System ¦ HRSG_Ignition Gas Header Drawing for Duct Burner System ¦ HRSG_Cooling Air Header Drawing for Duct Burner System ¦ HRSG_Hazardous Area Classification Specification & Drawing for Duct Burner System ¦ HRSG_Manhole Cover for H.P Steam Drum ¦ HRSG_TYPICAL DRAWING FOR DRUM INSULATION ¦ HRSG_Power Distribution Panel Drawings ¦ HRSG_LP Drum Drawings ¦ HRSG_Spec. & Drawing of CEMS ¦ HRSG_HP Drum Drawings ¦ HRSG_Continuous Blowdown Tank Drawings ¦ HRSG_Atmospheric Blowdown Tank Drawings ¦ HRSG_Spec. & Drawing of Drain Pump ¦ HRSG_Spec. & Drawing of Exhaust Stack Damper ¦ HRSG_Spec. & Drawing of Deaerator ¦ HRSG_Spec. & Drawing of Hoist ¦ HRSG_Spec. & Drawing of Recirculation Pump ¦ HRSG_SPEC. & DRAWING FOR DESUPERHEATER ¦ HRSG_SPEC. & DRAWING FOR BLOW DOWN TANK ¦ HRSG_SPEC. & DRAWING FOR DEAERATOR ¦ HRSG_SPEC. & DRAWING FOR HOIST ¦ HRSG_SPEC. & DRAWING FOR RECIRCULATION PUMP ¦ HRSG_SPEC. & DRAWING FOR DIVERTER DAMPER ¦ HRSG_SPEC. & DRAWING FOR SCR ¦ AIG ARRAGEMENT DRAWING FOR HRSG SCR ¦ AMMONIA DISTRIBUTION HEADER DRAWING FOR HRSG SCR ¦ CATALYST DATA SHEET & DRAWING FOR HRSG SCR ¦ CATALYST BLOCK DRAWING FOR HRSG SCR ¦ EYE SHOWER DRAWING FOR HRSG SCR ¦ HRSG_SPEC. & DRAWING FOR CEMS ¦ HRSG_SPECIALTY DATA SHEET & DRAWING ¦ HRSG_MOV DATA SHEET & DRAWINGS ¦ HRSG LEVEL GAUGE DATA SHEET & DRAWINGS & CATALOG ¦ HRSG_REMOTE DRUM LEVEL INDICATOR DATASHEET/DRAWINGS CATALOG ¦ HRSG_ LOCAL GAUGE AND TEMPERATURE ELEMENT DATA SHEET&DRAWINGS &CATALOG ¦ HRSG_ LEVEL SWITCH DATA SHEET & DRAWINGS &CATALOG ¦ HRSG_ FLOW ELEMENT DATA SHEET & DRAWINGS &CATALOG ¦ HRSG_POWER DISTRIBUTION PANEL DRAWINGS ¦ HRSG_NAME PLATE DRAWING ¦ HRSG - SPECIALTY DRAWING FOR EXTERNAL PIPING ¦ [HRSG]_SPECIALTY DRAWING FOR EXTERNAL PIPING ¦ HRSG_SPECIALTY DRAWING FOR HRSG EXTERNAL PIPING ¦ HRSG_MANUAL VALVE LIST & DRAWINGS | Split local instrument datasheet/drawing deliverable from the broad mixed list into a standard deliverable. ¦ Composite deliverable split: Data Sheet & Drawings separated by Standard MDL naming rule.
428 | HRSG Vendor Document List | HRSG | Instrumentation & Control | Data Sheet | Instrument & Control System | Instrument Rack | Transmitter | Transmitter Data Sheet | Vendor | Source-Grounded | Approved Source-Grounded | 6621 | Fadhili ¦ Grati ¦ Karabatan ¦ Turkistan ¦ Ukudu | T16182-YT02-P0LB-122094 ¦ T16182-YT01-P0LB-122095 ¦ T14211-7318-02-ME-H21-101 ¦ T14211-7318-02-ME-H21-102 ¦ T14211-7318-02-ME-E14-001 ¦ T14211-7318-02-ME-B16-211 ¦ T14211-7318-02-ME-B16-213 ¦ T16182-YD00-P0LB-122006 ¦ T16182-CN00-P0LB-122040 ¦ T16182-YD00-P0LB-122049 ¦ T16182-YD00-P0LB-122050 ¦ T16182-YT01-P0LB-122051 ¦ T16182-YD00-P0LB-122052 ¦ T16182-YD00-P0LB-122054 ¦ T16182-YD00-P0LB-122056 ¦ T16182-VN02-P0LB-122089 ¦ T16182-VN02-P0LB-122090 ¦ T16182-YS00-P0LB-122091 ¦ T16182-YT01-P0LB-122093 ¦ T16182-YT01-P0LB-122096 ¦ T16182-YT01-P0LB-122097 ¦ T16182-YT01-P0LB-122098 ¦ T16182-UE00-P0LB-122111 ¦ GRT-YD00-P1H-300035 ¦ GRT-YD00-P1H-300037 ¦ GRT-YD00-P1H-300039 ¦ GRT-YD00-P1H-300040 ¦ GRT-YT01-P1H-300059 ¦ GRT-YT01-P1H-300060 ¦ GRT-YT01-P1H-300061 ¦ GRT-YT01-P1H-300063 ¦ GRT-YT02-P1H-300065 ¦ GRT-YT01-P1H-300069 ¦ T14211-7318-02-ME-P05-101 ¦ T14211-7318-02-ME-P05-102 ¦ T14211-7318-02-ME-P05-103 ¦ T14211-7318-02-ME-H21-103 ¦ T14211-7318-02-ME-H21-104 ¦ T14211-7318-02-ME-H21-105 ¦ T14211-7318-02-ME-H21-106 ¦ T14211-7318-02-ME-B16-011 ¦ T14211-7318-02-ME-B16-021 ¦ T14211-7318-02-ME-B16-041 ¦ T14211-7318-02-ME-B16-071 ¦ T14211-7318-02-ME-B16-107 ¦ T14211-7318-02-ME-B16-108 ¦ T14211-7318-02-ME-B16-208 ¦ T14211-7318-02-ME-B16-209 ¦ T14211-7318-02-ME-B16-210 ¦ T14211-7318-02-ME-B16-237 ¦ T14211-7318-02-ME-B05-106 ¦ T14211-7318-02-ME-B05-108 ¦ T14211-7318-02-ME-H05-001 ¦ CCP-W-B114-02-ME-B05-0023 ¦ CCP-W-B114-02-ME-H21-0081 ¦ CCP-W-B114-02-ME-B05-0015 ¦ CCP-W-B114-02-ME-B05-0021 ¦ CCP-W-B114-02-ME-B05-0022 ¦ CCP-W-B114-02-ME-B16-0028 ¦ CCP-W-B114-02-ME-B16-0030 ¦ CCP-W-B114-02-ME-B16-0032 ¦ CCP-W-B114-02-ME-B05-0034 ¦ CCP-W-B114-02-ME-B16-0035 ¦ T16182-YK00-P0LB-122073 ¦ GRT-YK09-P1H-300049 ¦ T14211-7318-02-ME-P99-001 | HRSG - LOCAL INSTRUMENT DATASHEET & DRAWINGS ¦ HRSG - TRANSMITTER DATASHEET & DRAWINGS ¦ [DCR] Change HRSG Control valve drawings ¦ HRSG_Local Instrument Data Sheet/Drawings ¦ HRSG_Transmitter Data Sheet/Drawings ¦ HRSG_Power Distribution Panel and Junction Box Drawings ¦ HRSG_Instrument Air Header Drawing for Duct Burner System ¦ HRSG_I & C Architecture Drawing for Duct Burner System ¦ HRSG_SPEC. & DRAWING FOR VOC ANALYZER ¦ HRSG_CONTROL VALVE DATA SHEET & DRAWINGS ¦ HRSG_ TRANSMITTER DATA SHEET & DRAWINGS &CATALOG ¦ HRSG_JUNCTION BOX & INSTRUMENT RACK DRAWING ¦ HRSG - SPEC. & DRAWING FOR HOIST ¦ HRSG - HAZARDOUS AREA CLASSIFICATION SPECIFICATION & DRAWING FOR DUCT BURNER SYSTEM ¦ HRSG - SPEC. & DRAWING FOR STEAM DRUM ¦ HRSG - SPEC. & DRAWING FOR BLOWDOWN PUMP ¦ HRSG - SPEC. & DRAWING FOR SAFETY & RELIEF VALVE ¦ HRSG - SPEC. & DRAWING FOR STACK DAMPER ¦ HRSG - SPEC. & DRAWING FOR DEAERATOR & STORAGE TANK ¦ HRSG - POWER DISTRIBUTION PANEL DRAWINGS ¦ HRSG - MOV DATASHEET & DRAWINGS ¦ HRSG - CV DATASHEET & DRAWINGS ¦ HRSG - DESH. DATASHEET & DRAWINGS ¦ HRSG - CEMS DATASHEET & DRAWINGS ¦ HRSG - DRUM LEVEL GAUGE DATASHEET & DRAWINGS ¦ HRSG - FLOW ELEMENT DATASHEET & DRAWINGS ¦ HRSG - REMOTE DRUM LEVEL INDICATOR DATASHEET & DRAWINGS ¦ HRSG – PERPENDICULAR BAFFLE AND TIE PLATE ASSY DRAWINGS ¦ [HRSG]_SPEC. & DRAWING FOR STEAM DRUM ¦ [HRSG]_POWER DISTRIBUTION PANEL DRAWINGS ¦ [HRSG]_SPEC. & DRAWING FOR SAFETY & RELIEF VALVE ¦ [HRSG]_SPEC. & DRAWING FOR STACK DAMPER ¦ [HRSG]_MOV DATASHEET & DRAWINGS ¦ [HRSG]_CV DATASHEET & DRAWINGS ¦ [HRSG]_DESH. DATASHEET & DRAWINGS ¦ [HRSG]_CEMS DATASHEET & DRAWINGS ¦ [HRSG]_REMOTE DRUM LEVEL INDICATOR DATASHEET & DRAWINGS ¦ [HRSG]_ SPEC. & DRAWING FOR PREHEATER RECIRCULATION PUMP ¦ HRSG_MOV Data Sheet/Drawings ¦ HRSG_CV Data Sheet/Drawings ¦ HRSG_Desh. Data Sheet/Drawings ¦ HRSG_Drum Level Gauge Data Sheet/Drawings ¦ HRSG_Flow Element Data Sheet/Drawings ¦ HRSG_Remote Drum Level Indicator Datasheet/Drawings ¦ HRSG_CEMS Data Sheet/Drawings ¦ HRSG_SPEC. & DRAWING FOR SAFETY & RELIEF VALVE ¦ HRSG_SPEC. & DRAWING FOR STACK DAMPER ¦ HRSG_SPEC. & DRAWING FOR DEAERATOR, STORAGE TANK ¦ HRSG_SPEC. & DRAWING FOR CPH RECIRCULATION PUMP ¦ HRSG_Electric Actuator Specification & Drawing for Diverter & Guillotine Damper ¦ HRSG_Hoist Specification & Drawing for Diverter & Guillotine Damper ¦ HRSG_Fuel Gas Header Drawing for Duct Burner System ¦ HRSG_Ignition Gas Header Drawing for Duct Burner System ¦ HRSG_Cooling Air Header Drawing for Duct Burner System ¦ HRSG_Hazardous Area Classification Specification & Drawing for Duct Burner System ¦ HRSG_Manhole Cover for H.P Steam Drum ¦ HRSG_TYPICAL DRAWING FOR DRUM INSULATION ¦ HRSG_Power Distribution Panel Drawings ¦ HRSG_LP Drum Drawings ¦ HRSG_Spec. & Drawing of CEMS ¦ HRSG_HP Drum Drawings ¦ HRSG_Continuous Blowdown Tank Drawings ¦ HRSG_Atmospheric Blowdown Tank Drawings ¦ HRSG_Spec. & Drawing of Drain Pump ¦ HRSG_Spec. & Drawing of Exhaust Stack Damper ¦ HRSG_Spec. & Drawing of Deaerator ¦ HRSG_Spec. & Drawing of Hoist ¦ HRSG_Spec. & Drawing of Recirculation Pump ¦ HRSG_SPEC. & DRAWING FOR DESUPERHEATER ¦ HRSG_SPEC. & DRAWING FOR BLOW DOWN TANK ¦ HRSG_SPEC. & DRAWING FOR DEAERATOR ¦ HRSG_SPEC. & DRAWING FOR HOIST ¦ HRSG_SPEC. & DRAWING FOR RECIRCULATION PUMP ¦ HRSG_SPEC. & DRAWING FOR DIVERTER DAMPER ¦ HRSG_SPEC. & DRAWING FOR SCR ¦ AIG ARRAGEMENT DRAWING FOR HRSG SCR ¦ AMMONIA DISTRIBUTION HEADER DRAWING FOR HRSG SCR ¦ CATALYST DATA SHEET & DRAWING FOR HRSG SCR ¦ CATALYST BLOCK DRAWING FOR HRSG SCR ¦ EYE SHOWER DRAWING FOR HRSG SCR ¦ HRSG_SPEC. & DRAWING FOR CEMS ¦ HRSG_SPECIALTY DATA SHEET & DRAWING ¦ HRSG_MOV DATA SHEET & DRAWINGS ¦ HRSG LEVEL GAUGE DATA SHEET & DRAWINGS & CATALOG ¦ HRSG_REMOTE DRUM LEVEL INDICATOR DATASHEET/DRAWINGS CATALOG ¦ HRSG_ LOCAL GAUGE AND TEMPERATURE ELEMENT DATA SHEET&DRAWINGS &CATALOG ¦ HRSG_ LEVEL SWITCH DATA SHEET & DRAWINGS &CATALOG ¦ HRSG_ FLOW ELEMENT DATA SHEET & DRAWINGS &CATALOG ¦ HRSG_POWER DISTRIBUTION PANEL DRAWINGS ¦ HRSG_NAME PLATE DRAWING ¦ HRSG - SPECIALTY DRAWING FOR EXTERNAL PIPING ¦ [HRSG]_SPECIALTY DRAWING FOR EXTERNAL PIPING ¦ HRSG_SPECIALTY DRAWING FOR HRSG EXTERNAL PIPING ¦ HRSG_MANUAL VALVE LIST & DRAWINGS | Split transmitter datasheet/drawing deliverable from mixed list; maintained vendor scope. ¦ Composite deliverable split: Data Sheet & Drawings separated by Standard MDL naming rule.
429 | HRSG Vendor Document List | HRSG | Instrumentation & Control | Drawing | Instrument & Control System | Instrument Rack | Transmitter | Transmitter Drawing | Vendor | Source-Grounded | Approved Source-Grounded | 6621 | Fadhili ¦ Grati ¦ Karabatan ¦ Turkistan ¦ Ukudu | T16182-YT02-P0LB-122094 ¦ T16182-YT01-P0LB-122095 ¦ T14211-7318-02-ME-H21-101 ¦ T14211-7318-02-ME-H21-102 ¦ T14211-7318-02-ME-E14-001 ¦ T14211-7318-02-ME-B16-211 ¦ T14211-7318-02-ME-B16-213 ¦ T16182-YD00-P0LB-122006 ¦ T16182-CN00-P0LB-122040 ¦ T16182-YD00-P0LB-122049 ¦ T16182-YD00-P0LB-122050 ¦ T16182-YT01-P0LB-122051 ¦ T16182-YD00-P0LB-122052 ¦ T16182-YD00-P0LB-122054 ¦ T16182-YD00-P0LB-122056 ¦ T16182-VN02-P0LB-122089 ¦ T16182-VN02-P0LB-122090 ¦ T16182-YS00-P0LB-122091 ¦ T16182-YT01-P0LB-122093 ¦ T16182-YT01-P0LB-122096 ¦ T16182-YT01-P0LB-122097 ¦ T16182-YT01-P0LB-122098 ¦ T16182-UE00-P0LB-122111 ¦ GRT-YD00-P1H-300035 ¦ GRT-YD00-P1H-300037 ¦ GRT-YD00-P1H-300039 ¦ GRT-YD00-P1H-300040 ¦ GRT-YT01-P1H-300059 ¦ GRT-YT01-P1H-300060 ¦ GRT-YT01-P1H-300061 ¦ GRT-YT01-P1H-300063 ¦ GRT-YT02-P1H-300065 ¦ GRT-YT01-P1H-300069 ¦ T14211-7318-02-ME-P05-101 ¦ T14211-7318-02-ME-P05-102 ¦ T14211-7318-02-ME-P05-103 ¦ T14211-7318-02-ME-H21-103 ¦ T14211-7318-02-ME-H21-104 ¦ T14211-7318-02-ME-H21-105 ¦ T14211-7318-02-ME-H21-106 ¦ T14211-7318-02-ME-B16-011 ¦ T14211-7318-02-ME-B16-021 ¦ T14211-7318-02-ME-B16-041 ¦ T14211-7318-02-ME-B16-071 ¦ T14211-7318-02-ME-B16-107 ¦ T14211-7318-02-ME-B16-108 ¦ T14211-7318-02-ME-B16-208 ¦ T14211-7318-02-ME-B16-209 ¦ T14211-7318-02-ME-B16-210 ¦ T14211-7318-02-ME-B16-237 ¦ T14211-7318-02-ME-B05-106 ¦ T14211-7318-02-ME-B05-108 ¦ T14211-7318-02-ME-H05-001 ¦ CCP-W-B114-02-ME-B05-0023 ¦ CCP-W-B114-02-ME-H21-0081 ¦ CCP-W-B114-02-ME-B05-0015 ¦ CCP-W-B114-02-ME-B05-0021 ¦ CCP-W-B114-02-ME-B05-0022 ¦ CCP-W-B114-02-ME-B16-0028 ¦ CCP-W-B114-02-ME-B16-0030 ¦ CCP-W-B114-02-ME-B16-0032 ¦ CCP-W-B114-02-ME-B05-0034 ¦ CCP-W-B114-02-ME-B16-0035 ¦ T16182-YK00-P0LB-122073 ¦ GRT-YK09-P1H-300049 ¦ T14211-7318-02-ME-P99-001 | HRSG - LOCAL INSTRUMENT DATASHEET & DRAWINGS ¦ HRSG - TRANSMITTER DATASHEET & DRAWINGS ¦ [DCR] Change HRSG Control valve drawings ¦ HRSG_Local Instrument Data Sheet/Drawings ¦ HRSG_Transmitter Data Sheet/Drawings ¦ HRSG_Power Distribution Panel and Junction Box Drawings ¦ HRSG_Instrument Air Header Drawing for Duct Burner System ¦ HRSG_I & C Architecture Drawing for Duct Burner System ¦ HRSG_SPEC. & DRAWING FOR VOC ANALYZER ¦ HRSG_CONTROL VALVE DATA SHEET & DRAWINGS ¦ HRSG_ TRANSMITTER DATA SHEET & DRAWINGS &CATALOG ¦ HRSG_JUNCTION BOX & INSTRUMENT RACK DRAWING ¦ HRSG - SPEC. & DRAWING FOR HOIST ¦ HRSG - HAZARDOUS AREA CLASSIFICATION SPECIFICATION & DRAWING FOR DUCT BURNER SYSTEM ¦ HRSG - SPEC. & DRAWING FOR STEAM DRUM ¦ HRSG - SPEC. & DRAWING FOR BLOWDOWN PUMP ¦ HRSG - SPEC. & DRAWING FOR SAFETY & RELIEF VALVE ¦ HRSG - SPEC. & DRAWING FOR STACK DAMPER ¦ HRSG - SPEC. & DRAWING FOR DEAERATOR & STORAGE TANK ¦ HRSG - POWER DISTRIBUTION PANEL DRAWINGS ¦ HRSG - MOV DATASHEET & DRAWINGS ¦ HRSG - CV DATASHEET & DRAWINGS ¦ HRSG - DESH. DATASHEET & DRAWINGS ¦ HRSG - CEMS DATASHEET & DRAWINGS ¦ HRSG - DRUM LEVEL GAUGE DATASHEET & DRAWINGS ¦ HRSG - FLOW ELEMENT DATASHEET & DRAWINGS ¦ HRSG - REMOTE DRUM LEVEL INDICATOR DATASHEET & DRAWINGS ¦ HRSG – PERPENDICULAR BAFFLE AND TIE PLATE ASSY DRAWINGS ¦ [HRSG]_SPEC. & DRAWING FOR STEAM DRUM ¦ [HRSG]_POWER DISTRIBUTION PANEL DRAWINGS ¦ [HRSG]_SPEC. & DRAWING FOR SAFETY & RELIEF VALVE ¦ [HRSG]_SPEC. & DRAWING FOR STACK DAMPER ¦ [HRSG]_MOV DATASHEET & DRAWINGS ¦ [HRSG]_CV DATASHEET & DRAWINGS ¦ [HRSG]_DESH. DATASHEET & DRAWINGS ¦ [HRSG]_CEMS DATASHEET & DRAWINGS ¦ [HRSG]_REMOTE DRUM LEVEL INDICATOR DATASHEET & DRAWINGS ¦ [HRSG]_ SPEC. & DRAWING FOR PREHEATER RECIRCULATION PUMP ¦ HRSG_MOV Data Sheet/Drawings ¦ HRSG_CV Data Sheet/Drawings ¦ HRSG_Desh. Data Sheet/Drawings ¦ HRSG_Drum Level Gauge Data Sheet/Drawings ¦ HRSG_Flow Element Data Sheet/Drawings ¦ HRSG_Remote Drum Level Indicator Datasheet/Drawings ¦ HRSG_CEMS Data Sheet/Drawings ¦ HRSG_SPEC. & DRAWING FOR SAFETY & RELIEF VALVE ¦ HRSG_SPEC. & DRAWING FOR STACK DAMPER ¦ HRSG_SPEC. & DRAWING FOR DEAERATOR, STORAGE TANK ¦ HRSG_SPEC. & DRAWING FOR CPH RECIRCULATION PUMP ¦ HRSG_Electric Actuator Specification & Drawing for Diverter & Guillotine Damper ¦ HRSG_Hoist Specification & Drawing for Diverter & Guillotine Damper ¦ HRSG_Fuel Gas Header Drawing for Duct Burner System ¦ HRSG_Ignition Gas Header Drawing for Duct Burner System ¦ HRSG_Cooling Air Header Drawing for Duct Burner System ¦ HRSG_Hazardous Area Classification Specification & Drawing for Duct Burner System ¦ HRSG_Manhole Cover for H.P Steam Drum ¦ HRSG_TYPICAL DRAWING FOR DRUM INSULATION ¦ HRSG_Power Distribution Panel Drawings ¦ HRSG_LP Drum Drawings ¦ HRSG_Spec. & Drawing of CEMS ¦ HRSG_HP Drum Drawings ¦ HRSG_Continuous Blowdown Tank Drawings ¦ HRSG_Atmospheric Blowdown Tank Drawings ¦ HRSG_Spec. & Drawing of Drain Pump ¦ HRSG_Spec. & Drawing of Exhaust Stack Damper ¦ HRSG_Spec. & Drawing of Deaerator ¦ HRSG_Spec. & Drawing of Hoist ¦ HRSG_Spec. & Drawing of Recirculation Pump ¦ HRSG_SPEC. & DRAWING FOR DESUPERHEATER ¦ HRSG_SPEC. & DRAWING FOR BLOW DOWN TANK ¦ HRSG_SPEC. & DRAWING FOR DEAERATOR ¦ HRSG_SPEC. & DRAWING FOR HOIST ¦ HRSG_SPEC. & DRAWING FOR RECIRCULATION PUMP ¦ HRSG_SPEC. & DRAWING FOR DIVERTER DAMPER ¦ HRSG_SPEC. & DRAWING FOR SCR ¦ AIG ARRAGEMENT DRAWING FOR HRSG SCR ¦ AMMONIA DISTRIBUTION HEADER DRAWING FOR HRSG SCR ¦ CATALYST DATA SHEET & DRAWING FOR HRSG SCR ¦ CATALYST BLOCK DRAWING FOR HRSG SCR ¦ EYE SHOWER DRAWING FOR HRSG SCR ¦ HRSG_SPEC. & DRAWING FOR CEMS ¦ HRSG_SPECIALTY DATA SHEET & DRAWING ¦ HRSG_MOV DATA SHEET & DRAWINGS ¦ HRSG LEVEL GAUGE DATA SHEET & DRAWINGS & CATALOG ¦ HRSG_REMOTE DRUM LEVEL INDICATOR DATASHEET/DRAWINGS CATALOG ¦ HRSG_ LOCAL GAUGE AND TEMPERATURE ELEMENT DATA SHEET&DRAWINGS &CATALOG ¦ HRSG_ LEVEL SWITCH DATA SHEET & DRAWINGS &CATALOG ¦ HRSG_ FLOW ELEMENT DATA SHEET & DRAWINGS &CATALOG ¦ HRSG_POWER DISTRIBUTION PANEL DRAWINGS ¦ HRSG_NAME PLATE DRAWING ¦ HRSG - SPECIALTY DRAWING FOR EXTERNAL PIPING ¦ [HRSG]_SPECIALTY DRAWING FOR EXTERNAL PIPING ¦ HRSG_SPECIALTY DRAWING FOR HRSG EXTERNAL PIPING ¦ HRSG_MANUAL VALVE LIST & DRAWINGS | Split transmitter datasheet/drawing deliverable from mixed list; maintained vendor scope. ¦ Composite deliverable split: Data Sheet & Drawings separated by Standard MDL naming rule.
430 | HRSG Vendor Document List | HRSG | Instrumentation & Control | Drawing | Instrument & Control System | Junction Box | Feedwater pump I&C junction box | HRSG Feedwater Pump I & C Junction Box Drawing | Vendor | Source-Grounded | Approved Source-Grounded | 6937 | Fadhili | T16182-YB11-P0LAC-126301 ¦ T16182-YD00-P0LAC-126007 ¦ T16182-YD00-P0LAC-126019 ¦ T16182-YK08-P0LAC-126027 | HRSG FEEDWATER PUMP - I&C JUNCTION BOX DRAWING ¦ HRSG FEEDWATER PUMP - NAME PLATE DRAWING ¦ HRSG FEEDWATER PUMP - EMERGENCY PUSH BUTTON DRAWING ¦ HRSG FEEDWATER PUMP - FLEXIBLE COUPLING DATA SHEET & DRAWING | Split out distinct drawing types from mixed source row; retained I&C JB drawing as separate deliverable.
431 | HRSG Vendor Document List | HRSG | Instrumentation & Control | Drawing | Instrument & Control System | Junction Box | Feedwater pump emergency push button | HRSG Feedwater Pump Emergency Push Button Drawing | Vendor | Source-Grounded | Approved Source-Grounded | 6937 | Fadhili | T16182-YB11-P0LAC-126301 ¦ T16182-YD00-P0LAC-126007 ¦ T16182-YD00-P0LAC-126019 ¦ T16182-YK08-P0LAC-126027 | HRSG FEEDWATER PUMP - I&C JUNCTION BOX DRAWING ¦ HRSG FEEDWATER PUMP - NAME PLATE DRAWING ¦ HRSG FEEDWATER PUMP - EMERGENCY PUSH BUTTON DRAWING ¦ HRSG FEEDWATER PUMP - FLEXIBLE COUPLING DATA SHEET & DRAWING | Split out emergency push button drawing as a distinct I&C deliverable.
432 | HRSG Vendor Document List | HRSG | Instrumentation & Control | Technical Specification | Lighting & Small Power System | Lighting | BMS | Duct Burner BMS Specification | Vendor | Source-Grounded | Approved Source-Grounded | 5464 | Fadhili ¦ Karabatan ¦ Turkistan ¦ Ukudu | T16182-YT01-P0LB-122099 ¦ T14211-7318-02-ME-B16-241 ¦ T16182-XW01-P0LB-122041 ¦ T16182-XW01-P0LB-122046 ¦ T16182-XW01-P0LB-122061 ¦ T16182-YT01-P0LB-122108 ¦ CCP-W-B114-02-ME-P04-0060 | HRSG - TECHNICAL SPECIFICATION FOR LIGHTING & SMALL POWER SYSTEM ¦ HRSG_CABLE SPECIFICATION ¦ HRSG_BMS PLC Specification ¦ HRSG - TECHNICAL SPECIFICATION FOR AC & DC DISTRIBUTION BOARD ¦ HRSG - TECHNICAL SPECIFICATION FOR COMMUNICATION SYSTEM ¦ HRSG - FLAME SCANNER & IGNITION BURNER SPECIFICATION FOR DUCT BURNER SYSTEM ¦ HRSG - BMS SPECIFICATION FOR DUCT BURNER SYSTEM ¦ DESIGN SPECIFICATION FOR HRSG SCR ¦ HRSG_CONDUIT PLAN & SPECIFICATION ¦ HRSG_Piping Class Specification | Included explicit BMS specification for duct burner system.
433 | HRSG Vendor Document List | HRSG | Instrumentation & Control | Technical Specification | Lighting & Small Power System | Lighting | BMS PLC | Duct Burner BMS PLC Specification | Vendor | Source-Grounded | Approved Source-Grounded | 5464 | Fadhili ¦ Karabatan ¦ Turkistan ¦ Ukudu | T16182-YT01-P0LB-122099 ¦ T14211-7318-02-ME-B16-241 ¦ T16182-XW01-P0LB-122041 ¦ T16182-XW01-P0LB-122046 ¦ T16182-XW01-P0LB-122061 ¦ T16182-YT01-P0LB-122108 ¦ CCP-W-B114-02-ME-P04-0060 | HRSG - TECHNICAL SPECIFICATION FOR LIGHTING & SMALL POWER SYSTEM ¦ HRSG_CABLE SPECIFICATION ¦ HRSG_BMS PLC Specification ¦ HRSG - TECHNICAL SPECIFICATION FOR AC & DC DISTRIBUTION BOARD ¦ HRSG - TECHNICAL SPECIFICATION FOR COMMUNICATION SYSTEM ¦ HRSG - FLAME SCANNER & IGNITION BURNER SPECIFICATION FOR DUCT BURNER SYSTEM ¦ HRSG - BMS SPECIFICATION FOR DUCT BURNER SYSTEM ¦ DESIGN SPECIFICATION FOR HRSG SCR ¦ HRSG_CONDUIT PLAN & SPECIFICATION ¦ HRSG_Piping Class Specification | Included explicit 'BMS PLC Specification' for HRSG duct burner system.
434 | HRSG Vendor Document List | HRSG | Instrumentation & Control | Technical Specification | Lighting & Small Power System | Lighting | Flame Scanner & Ignition Burner | Duct Burner Flame Scanner & Ignition Burner Specification | Vendor | Source-Grounded | Approved Source-Grounded | 5464 | Fadhili ¦ Karabatan ¦ Turkistan ¦ Ukudu | T16182-YT01-P0LB-122099 ¦ T14211-7318-02-ME-B16-241 ¦ T16182-XW01-P0LB-122041 ¦ T16182-XW01-P0LB-122046 ¦ T16182-XW01-P0LB-122061 ¦ T16182-YT01-P0LB-122108 ¦ CCP-W-B114-02-ME-P04-0060 | HRSG - TECHNICAL SPECIFICATION FOR LIGHTING & SMALL POWER SYSTEM ¦ HRSG_CABLE SPECIFICATION ¦ HRSG_BMS PLC Specification ¦ HRSG - TECHNICAL SPECIFICATION FOR AC & DC DISTRIBUTION BOARD ¦ HRSG - TECHNICAL SPECIFICATION FOR COMMUNICATION SYSTEM ¦ HRSG - FLAME SCANNER & IGNITION BURNER SPECIFICATION FOR DUCT BURNER SYSTEM ¦ HRSG - BMS SPECIFICATION FOR DUCT BURNER SYSTEM ¦ DESIGN SPECIFICATION FOR HRSG SCR ¦ HRSG_CONDUIT PLAN & SPECIFICATION ¦ HRSG_Piping Class Specification | Standardized explicit flame scanner & ignition burner specification deliverable for duct burner system.
435 | HRSG Vendor Document List | HRSG | Instrumentation & Control | Technical Specification | Lighting & Small Power System | Lighting | SCR | SCR Design Specification | Vendor | Source-Grounded | Approved Source-Grounded | 5464 | Fadhili ¦ Karabatan ¦ Turkistan ¦ Ukudu | T16182-YT01-P0LB-122099 ¦ T14211-7318-02-ME-B16-241 ¦ T16182-XW01-P0LB-122041 ¦ T16182-XW01-P0LB-122046 ¦ T16182-XW01-P0LB-122061 ¦ T16182-YT01-P0LB-122108 ¦ CCP-W-B114-02-ME-P04-0060 | HRSG - TECHNICAL SPECIFICATION FOR LIGHTING & SMALL POWER SYSTEM ¦ HRSG_CABLE SPECIFICATION ¦ HRSG_BMS PLC Specification ¦ HRSG - TECHNICAL SPECIFICATION FOR AC & DC DISTRIBUTION BOARD ¦ HRSG - TECHNICAL SPECIFICATION FOR COMMUNICATION SYSTEM ¦ HRSG - FLAME SCANNER & IGNITION BURNER SPECIFICATION FOR DUCT BURNER SYSTEM ¦ HRSG - BMS SPECIFICATION FOR DUCT BURNER SYSTEM ¦ DESIGN SPECIFICATION FOR HRSG SCR ¦ HRSG_CONDUIT PLAN & SPECIFICATION ¦ HRSG_Piping Class Specification | Captured 'DESIGN SPECIFICATION FOR HRSG SCR' as a distinct vendor deliverable.
436 | HRSG Vendor Document List | HRSG | Instrumentation & Control | Diagram | PROTECTION SYSTEM | Cable | HRSG | HRSG Control Loop Diagrams | Vendor | Source-Grounded | Approved Source-Grounded | 5445 ¦ 5585 | Fadhili ¦ Grati ¦ Karabatan ¦ Turkistan ¦ Ukudu ¦ R&N | T16182-YB03-P0LB-122047 ¦ GRT-YB03-P1H-300033 ¦ GRTBCP-YS01-P0BJC-156050 ¦ T14211-7318-02-ME-E03-001 ¦ T16182-YE03-P0LB-122067 ¦ T14211-7318-02-ME-H17-001 ¦ T14211-7318-02-ME-H04-001 ¦ T14211-7318-02-ME-H17-001~100 ¦ T16182-YL01-P0LB-122080 ¦ T16182-YQ01-P0LB-122085 ¦ T16182-XG02-P0GM-122112 ¦ GRTBCP-YS01-P0BJD-156055 ¦ GRTBCP-YS01-P0BJN-156398 ¦ GRTBCP-YS01-P0BJO-156403 ¦ GRTBCP-YS01-P0BJP-156408 ¦ T14211-7318-02-ME-B16-111 ¦ CCP-W-B114-02-ME-H09-0071 ¦ CCP-W-B114-02-ME-H09-0070 ¦ CCP-W-B114-02-ME-P05-0073 ¦ SAU4005-G011-HNE-&EMA-04947 ¦ SAU4005-G011-HNY-&MMB-04959 ¦ SAU4005-G011-HHA-&MMB-05001 ¦ SAU4005-G011-HYA-&EFB-05105 ¦ SAU4005-G011-HYA-&EFF-04894 ¦ SAU4005-G011-HYA-&EFB-04887 ¦ SAU4005-G011-HYA-&EFF-04910 ¦ SAU4005-G011-HYA-&EMA-04917 ¦ SAU4005-G011-HYA-&EMA-04937 ¦ SAU4005-G011-HNE-&ETB-05110 | HRSG - CABLE CONNECTION DIAGRAM ¦ [HRSG]_CABLE CONNECTION DIAGRAM ¦ Schematic Diagram HRSG Unit MCC ¦ HRSG_Cable Connection Diagram ¦ HRSG_CABLE CONNECTION DIAGRAM ¦ HRSG - CONTROL LOOP DIAGRAM ¦ HRSG_Control Loop Diagram ¦ HRSG_Instrument Location Diagram ¦ HRSG_CONTROL LOOP DIAGRAM ¦ HRSG_INSTRUMENT LOCATION DIAGRAM ¦ HRSG - COMMUNICATION BLOCK DIAGRAM ¦ HRSG - WIRING & SCHEMATIC DIAGRAM ¦ HRSG – DRAIN FLOW DIAGRAM ¦ Schematic Diagram HRSG PDB ¦ Schematic Diagram HRSG PDB-01 ¦ Schematic Diagram HRSG PDB-02 ¦ Schematic Diagram HRSG PDB-03 ¦ HRSG_Electric Wiring and Terminal Connection Diagram for Diverter & Guillotine Damper ¦ HRSG_Protection System Diagram ¦ HRSG_Control and Automation Diagram ¦ HRSG_LB On-Off Valves - Wiring and Pneumatic Diagram ¦ HRSG_SYSTEM CONFIGURATION DIAGRAM ¦ HRSG_START-UP & SHUT-DOWN SEQUENCE DIAGRAM ¦ HRSG(V) - Power Cable Connection Diagram ¦ HRSG(V) - Cable Interconnection Diagram for SCR ¦ HRSG(V) - Cable Interconnection Diagram for Duct Burner ¦ HRSG(V) - Cable Block Diagram for HRSG ¦ HRSG(V) - Control Loop Diagram ¦ HRSG(V) - System Configuration Diagram ¦ HRSG(V) - Start-up & Shut-down Sequence Diagram ¦ HRSG(V) - Wiring and Terminal Connection Diagram for Diverter & Guillotine Damper ¦ HRSG(V) - Wiring and Terminal Connection Diagram for CEMS ¦ HRSG(V) - CEMS Flange Installation Diagram | Consolidated 'CONTROL LOOP DIAGRAM' occurrences across HRSG and HRSG(V) sources into one standard deliverable.
437 | HRSG Vendor Document List | HRSG | Instrumentation & Control | Diagram | Plant Control System | DCS | HRSG | HRSG System Configuration Diagram | Vendor | Source-Grounded | Approved Source-Grounded | 5445 ¦ 5585 | Fadhili ¦ Grati ¦ Karabatan ¦ Turkistan ¦ Ukudu ¦ R&N | T16182-YB03-P0LB-122047 ¦ GRT-YB03-P1H-300033 ¦ GRTBCP-YS01-P0BJC-156050 ¦ T14211-7318-02-ME-E03-001 ¦ T16182-YE03-P0LB-122067 ¦ T14211-7318-02-ME-H17-001 ¦ T14211-7318-02-ME-H04-001 ¦ T14211-7318-02-ME-H17-001~100 ¦ T16182-YL01-P0LB-122080 ¦ T16182-YQ01-P0LB-122085 ¦ T16182-XG02-P0GM-122112 ¦ GRTBCP-YS01-P0BJD-156055 ¦ GRTBCP-YS01-P0BJN-156398 ¦ GRTBCP-YS01-P0BJO-156403 ¦ GRTBCP-YS01-P0BJP-156408 ¦ T14211-7318-02-ME-B16-111 ¦ CCP-W-B114-02-ME-H09-0071 ¦ CCP-W-B114-02-ME-H09-0070 ¦ CCP-W-B114-02-ME-P05-0073 ¦ SAU4005-G011-HNE-&EMA-04947 ¦ SAU4005-G011-HNY-&MMB-04959 ¦ SAU4005-G011-HHA-&MMB-05001 ¦ SAU4005-G011-HYA-&EFB-05105 ¦ SAU4005-G011-HYA-&EFF-04894 ¦ SAU4005-G011-HYA-&EFB-04887 ¦ SAU4005-G011-HYA-&EFF-04910 ¦ SAU4005-G011-HYA-&EMA-04917 ¦ SAU4005-G011-HYA-&EMA-04937 ¦ SAU4005-G011-HNE-&ETB-05110 | HRSG - CABLE CONNECTION DIAGRAM ¦ [HRSG]_CABLE CONNECTION DIAGRAM ¦ Schematic Diagram HRSG Unit MCC ¦ HRSG_Cable Connection Diagram ¦ HRSG_CABLE CONNECTION DIAGRAM ¦ HRSG - CONTROL LOOP DIAGRAM ¦ HRSG_Control Loop Diagram ¦ HRSG_Instrument Location Diagram ¦ HRSG_CONTROL LOOP DIAGRAM ¦ HRSG_INSTRUMENT LOCATION DIAGRAM ¦ HRSG - COMMUNICATION BLOCK DIAGRAM ¦ HRSG - WIRING & SCHEMATIC DIAGRAM ¦ HRSG – DRAIN FLOW DIAGRAM ¦ Schematic Diagram HRSG PDB ¦ Schematic Diagram HRSG PDB-01 ¦ Schematic Diagram HRSG PDB-02 ¦ Schematic Diagram HRSG PDB-03 ¦ HRSG_Electric Wiring and Terminal Connection Diagram for Diverter & Guillotine Damper ¦ HRSG_Protection System Diagram ¦ HRSG_Control and Automation Diagram ¦ HRSG_LB On-Off Valves - Wiring and Pneumatic Diagram ¦ HRSG_SYSTEM CONFIGURATION DIAGRAM ¦ HRSG_START-UP & SHUT-DOWN SEQUENCE DIAGRAM ¦ HRSG(V) - Power Cable Connection Diagram ¦ HRSG(V) - Cable Interconnection Diagram for SCR ¦ HRSG(V) - Cable Interconnection Diagram for Duct Burner ¦ HRSG(V) - Cable Block Diagram for HRSG ¦ HRSG(V) - Control Loop Diagram ¦ HRSG(V) - System Configuration Diagram ¦ HRSG(V) - Start-up & Shut-down Sequence Diagram ¦ HRSG(V) - Wiring and Terminal Connection Diagram for Diverter & Guillotine Damper ¦ HRSG(V) - Wiring and Terminal Connection Diagram for CEMS ¦ HRSG(V) - CEMS Flange Installation Diagram | Standardized and separated system configuration diagram deliverable referenced explicitly in sources.
438 | HRSG Vendor Document List | HRSG | Instrumentation & Control | Logic Diagram | Plant Control System | DCS | SCR control logic | HRSG SCR Control Logic Diagram | Vendor | Source-Grounded | Approved Source-Grounded | 6669 | Ukudu |  | CONTROL LOGIC DIAGRAM FOR HRSG SCR | Standardized title using source 'CONTROL LOGIC DIAGRAM FOR HRSG SCR'; distinct logic deliverable vs loop diagram.
439 | HRSG Vendor Document List | HRSG | Instrumentation & Control | Diagram | Plant Control System | DCS | SCR control loop | HRSG SCR Control Loop Diagram | Vendor | Source-Grounded | Approved Source-Grounded | 6668 | Ukudu |  | CONTROL LOOP DIAGRAM FOR HRSG SCR | Standardized title using source 'CONTROL LOOP DIAGRAM FOR HRSG SCR'; kept SCR scope separate from other HRSG I&C deliverables.
440 | HRSG Vendor Document List | HRSG | Instrumentation & Control | General Arrangement Drawing | Plant General System | Bypass stack | Analyzer Cabinet | Analyzer Cabinet General Arrangement Drawing | Vendor | Source-Grounded | Approved Source-Grounded | 6638 | R&N | SAU4005-G011-HNE-&ELU-05111 ¦ SAU4005-G011-UHA-&MLH-04867 ¦ SAU4005-G011-UHB-&MTL-04868 ¦ SAU4005-G011-UHB-&MTL-04870 ¦ SAU4005-G011-UHB-&MTL-04871 ¦ SAU4005-G011-UHB-&MTL-04872 ¦ SAU4005-G011-HYA-&ELU-04931 ¦ SAU4005-G011-HNY-&MLU-04966 ¦ SAU4005-G011-HNY-&MLU-04969 ¦ SAU4005-G011-HHA-&MDA-05008 ¦ SAU4005-G011-HHA-&MLU-05010 ¦ SAU4005-G011-UHB-&MTL-05085 | HRSG(V) - General Arrangement Drawing for Analyzer Cabinet. ¦ HRSG(V) - General Arrangement ¦ HRSG(V) - Arrangement of Casing ¦ HRSG(V) - Arrangement of Main Stack ¦ HRSG(V) - Arrangement of Bypass Stack ¦ HRSG(V) - General Arrangement Drawing for Diverter & Guillotine Damper ¦ HRSG(V) - General Arrangement drawing for CEMS Room ¦ HRSG(V) - General Arrangement Drawing of Ammonia Storage Area for SCR ¦ HRSG(V) - Vaporizer Arrangement Drawing ¦ HRSG(V) - General Arrangement for Duct Burner ¦ HRSG(V) - Fuel Gas Skid Arrangement Drawing for Duct Burner ¦ HRSG(V) - Arrangement of Casing Flow Baffle | Standardized analyzer cabinet GA drawing deliverable explicitly listed.
441 | HRSG Vendor Document List | HRSG | Instrumentation & Control | Drawing | Plant General System | CONTROL VALVE | Analyzer | SCR Analyzer Specification & Drawing | Vendor | Source-Grounded | Approved Source-Grounded | 5575 | R&N | SAU4005-G011-HYA-&ELB-04932 ¦ SAU4005-G011-HYA-&EEC-04944 ¦ SAU4005-G011-HYA-&EDA-04896 ¦ SAU4005-G011-HYA-&EFC-04926 ¦ SAU4005-G011-HNY-&MDA-04963 ¦ SAU4005-G011-HNY-&MDA-04984 ¦ SAU4005-G011-HNE-&EDA-04993 ¦ SAU4005-G011-HHA-&MDA-05005 ¦ SAU4005-G011-HHA-&MLU-05020 ¦ SAU4005-G011-HAA-&MLU-04826 ¦ SAU4005-G011-HAX-&MDA-04837 ¦ SAU4005-G011-LCQ-&MDA-04838 ¦ SAU4005-G011-LBF-&MDA-04839 ¦ SAU4005-G011-HNE-&MDA-04840 ¦ SAU4005-G011-HAA-&MLU-04842 ¦ SAU4005-G011-HAY-&MDA-04844 ¦ SAU4005-G011-H__-&MDB-04850 ¦ SAU4005-G011-H__-&MDB-04851 ¦ SAU4005-G011-SMH-&MDA-04853 ¦ SAU4005-G011-LCP-&MDA-04854 ¦ SAU4005-G011-H__-&MTB-04856 ¦ SAU4005-G011-HYA-&EDA-04895 ¦ SAU4005-G011-HYA-&EDA-04898 ¦ SAU4005-G011-HYA-&EDA-04903 ¦ SAU4005-G011-HNE-&EDA-04929 ¦ SAU4005-G011-HYA-&EEC-04942 ¦ SAU4005-G011-HNY-&MDA-04964 ¦ SAU4005-G011-HNY-&MLU-04968 ¦ SAU4005-G011-HNY-&MLU-04970 ¦ SAU4005-G011-HNY-&MDA-04978 ¦ SAU4005-G011-HNY-&MDA-04985 ¦ SAU4005-G011-HNY-&MDA-04992 ¦ SAU4005-G011-HHA-&MDA-05021 ¦ SAU4005-G011-HHA-&MDA-05031 ¦ SAU4005-G011-HHA-&MDA-05032 ¦ SAU4005-G011-HHA-&MDA-05033 ¦ SAU4005-G011-HHA-&MDA-05034 ¦ SAU4005-G011-HNY-&MLU-05129 ¦ SAU4005-G011-HNY-&MLU-05133 ¦ SAU4005-G011-HNY-&MDA-05147 ¦ SAU4005-G011-HA_-&MPA-04880 ¦ SAU4005-G011-HNY-&MLU-05131 | HRSG(V) - Nozzle Orientation and Cable Route Drawing for CEMS ¦ HRSG(V) - Lighting and Small Power Distribution Panel Drawings ¦ HRSG(V) - Control Valve Data Sheet/Drawings ¦ HRSG(V) - PLC HMI Drawing for Diverter Damper ¦ HRSG(V) - Control Valve Data Sheet & Drawings for SCR ¦ HRSG(V) - Junction Box Drawing for SCR ¦ HRSG(V) - SPEC. & Drawing of Analyzer for SCR ¦ HRSG(V) - Control Valve Data Sheet & Drawings for Duct Burner ¦ HRSG(V) - Junction Box Drawing for Duct Burner ¦ HRSG(V) - Typical Drawing for Drum Insulation ¦ HRSG(V) - Desuperheater Data Sheet & Drawings ¦ HRSG(V) - Spec. & Drawing for Blowdown Tank Pump ¦ HRSG(V) - Spec. & Drawing for Safety & Relief Valve ¦ HRSG(V) - Spec. & Drawing for Stack Damper ¦ HRSG(V) - Spec. & Drawing for Deaerator ¦ HRSG(V) - Spec. & Drawing for Boiler Stress Evaluator System ¦ HRSG(V) - HPU Specification & Drawing for Diverter & Guillotine Damper ¦ HRSG(V) - Hoist Specification & Drawing for Diverter & Guillotine Damper ¦ HRSG(V) - Spec. & Drawing for Hoist ¦ HRSG(V) - Spec. & Drawing for Recirculation Pump ¦ HRSG(V) - Name Plate Drawing ¦ HRSG(V) - MOV Data Sheet/Drawings ¦ HRSG(V) - Drum Level Gauge Datasheet/Drawings ¦ HRSG(V) - Remote Drum Level Indicator Datasheet/Drawings ¦ HRSG(V) - SPEC. & Drawing for CEMS ¦ HRSG(V) - Power Distribution Panel Drawings ¦ HRSG(V) - Catalyst Data Sheet & Drawings for SCR ¦ HRSG(V) - Dilution Tank Drawing for SCR ¦ HRSG(V) - Ammonia Distribution Header Drawing ¦ HRSG(V) - SPECIAL ITEM LIST AND DRAWING FOR SCR ¦ HRSG(V) - Local Panel Drawing for SCR ¦ HRSG(V) - Valve Drawing for SCR ¦ HRSG(V) - Local Panel / Control Panel Drawing for Duct Burner ¦ HRSG(V) - Valve Drawing for Duct Burner ¦ HRSG(V) - SPEC. & Drawing of Flame Scanner for Duct Burner ¦ HRSG(V) - SPEC. & Drawing of Ignition Burner for Duct Burner ¦ HRSG(V) - Hazardous Area Classification Specification & Drawing for Duct Burner ¦ HRSG(V) - Measurement Socket Drawing for SCR ¦ HRSG(V) - Equipment Insulation Drawing for SCR ¦ HRSG(V) – Hot Gas Circulation Fan VFD Drawing for SCR ¦ HRSG(V) - Specialty List and Drawing for HRSG Piping ¦ HRSG(V) - Piping Insulation Drawing for SCR | Included explicit 'SPEC. & Drawing of Analyzer for SCR' as a vendor deliverable.
442 | HRSG Vendor Document List | HRSG | Instrumentation & Control | List | Plant General System | CONTROL VALVE | Continuous Emissions Monitoring System | CEMS Electrical Load List / Cable List / I/O Signal Exchange List | Vendor | Source-Grounded | Approved Source-Grounded | 5698 | R&N | SAU4005-G011-HYA-&EPC-04939 ¦ SAU4005-G011-HNY-&MDA-04960 ¦ SAU4005-G011-HHA-&MDA-05002 ¦ SAU4005-G011-HNE-&EPC-05106 ¦ SAU4005-G011-HNE-&EPA-05112 ¦ SAU4005-G011-HYA-&EPC-04892 ¦ SAU4005-G011-HYA-&EFP-04906 ¦ SAU4005-G011-HYA-&EDA-04919 ¦ SAU4005-G011-HYA-&EDA-04925 ¦ SAU4005-G011-HNY-&MDA-04976 ¦ SAU4005-G011-HHA-&MDA-05015 ¦ SAU4005-G011-HAN-&MLU-04830 ¦ SAU4005-G011-HA_-&MPD-04883 ¦ SAU4005-G011-HA_-&MPL-04885 ¦ SAU4005-G011-HYA-&EDA-04890 ¦ SAU4005-G011-HYA-&EFP-04907 ¦ SAU4005-G011-HYA-&EEC-04908 ¦ SAU4005-G011-HYA-&EFQ-04921 ¦ SAU4005-G011-HYA-&EFQ-04936 ¦ SAU4005-G011-HNY-&MFQ-04958 ¦ SAU4005-G011-HNY-&MDA-04982 ¦ SAU4005-G011-HNY-&MDA-04998 ¦ SAU4005-G011-HHA-&MFQ-05000 ¦ SAU4005-G011-HHA-&MDA-05019 ¦ SAU4005-G011-HHA-&MDA-05026 ¦ SAU4005-G011-HHA-&MDA-05029 ¦ SAU4005-G011-___-&BAB-05068 ¦ SAU4005-G011-HHA-&MDA-05096 ¦ SAU4005-G011-HNE-&EFP-05115 ¦ SAU4005-G011-HYA-&EDA-04891 ¦ SAU4005-G011-HYA-&EDA-04918 ¦ SAU4005-G011-HNY-&MDA-04991 ¦ SAU4005-G011-HHA-&MDA-05030 | HRSG(V) - Electrical Load List ¦ HRSG(V) - Cable List for SCR ¦ HRSG(V) - Cable List for Duct Burner ¦ HRSG(V) - CEMS Electrical Load List ¦ HRSG(V) - CEMS Cable list ¦ HRSG(V) - Instrument List ¦ HRSG(V) - DCS I/O List ¦ HRSG(V) - Instrument List for Diverter & Guillotine Damper ¦ HRSG(V) - PLC I/O List for Diverter Damper (include Datalink IO list) ¦ HRSG(V) - Instrument List for SCR ¦ HRSG(V) - Instrument List for Duct Burner ¦ HRSG(V) - Vent & Drain Line (Module /Field weld) ¦ HRSG(V) - Line List ¦ HRSG(V) - Terminal Point List ¦ HRSG(V) - MOV List ¦ HRSG(V) - Alarm Set Point List ¦ HRSG(V) - Utility Consumption List ¦ HRSG(V) - Alarm and Trip Setting List for Diverter & Guillotine Damper ¦ HRSG(V) - Alarm and Trip Setting List for for CEMS ¦ HRSG(V) - Alarm and Trip Setting List for SCR ¦ HRSG(V) - Line List for SCR ¦ HRSG(V) - I/O List for SCR ¦ HRSG(V) - Alarm and Trip Setting List for Duct Burner ¦ HRSG(V) - Line List for Duct Burner ¦ HRSG(V) - BMS Communication List ¦ HRSG(V) - I/O List for DUCT BURNER ¦ HRSG(V) - Equipment List ¦ HRSG(V) - BMS IO List ¦ HRSG(V) - CEMS I/O Signals exchange List ¦ HRSG(V) - Control Valve List ¦ HRSG(V) - Valve List for Diverter & Guillotine Damper ¦ HRSG(V) - Valve List for SCR ¦ HRSG(V) - Valve List for Duct Burner | Grouped CEMS-specific lists referenced together in HRSG(V) sources; kept separate from generic HRSG lists.
443 | HRSG Vendor Document List | HRSG | Instrumentation & Control | List | Plant General System | CONTROL VALVE | SCR | SCR Instrument List / Line List / Valve List / Cable List & Schedule | Vendor | Source-Grounded | Approved Source-Grounded | 5851 ¦ 5698 | Ukudu ¦ R&N | SAU4005-G011-HYA-&EPC-04939 ¦ SAU4005-G011-HNY-&MDA-04960 ¦ SAU4005-G011-HHA-&MDA-05002 ¦ SAU4005-G011-HNE-&EPC-05106 ¦ SAU4005-G011-HNE-&EPA-05112 ¦ SAU4005-G011-HYA-&EPC-04892 ¦ SAU4005-G011-HYA-&EFP-04906 ¦ SAU4005-G011-HYA-&EDA-04919 ¦ SAU4005-G011-HYA-&EDA-04925 ¦ SAU4005-G011-HNY-&MDA-04976 ¦ SAU4005-G011-HHA-&MDA-05015 ¦ SAU4005-G011-HAN-&MLU-04830 ¦ SAU4005-G011-HA_-&MPD-04883 ¦ SAU4005-G011-HA_-&MPL-04885 ¦ SAU4005-G011-HYA-&EDA-04890 ¦ SAU4005-G011-HYA-&EFP-04907 ¦ SAU4005-G011-HYA-&EEC-04908 ¦ SAU4005-G011-HYA-&EFQ-04921 ¦ SAU4005-G011-HYA-&EFQ-04936 ¦ SAU4005-G011-HNY-&MFQ-04958 ¦ SAU4005-G011-HNY-&MDA-04982 ¦ SAU4005-G011-HNY-&MDA-04998 ¦ SAU4005-G011-HHA-&MFQ-05000 ¦ SAU4005-G011-HHA-&MDA-05019 ¦ SAU4005-G011-HHA-&MDA-05026 ¦ SAU4005-G011-HHA-&MDA-05029 ¦ SAU4005-G011-___-&BAB-05068 ¦ SAU4005-G011-HHA-&MDA-05096 ¦ SAU4005-G011-HNE-&EFP-05115 ¦ SAU4005-G011-HYA-&EDA-04891 ¦ SAU4005-G011-HYA-&EDA-04918 ¦ SAU4005-G011-HNY-&MDA-04991 ¦ SAU4005-G011-HHA-&MDA-05030 | CABLE LIST & SCHEDULE FOR HRSG SCR ¦ INSTRUMENT LIST FOR HRSG SCR ¦ LINE LIST FOR HRSG SCR ¦ VALVE LIST FOR HRSG SCR ¦ HRSG(V) - Electrical Load List ¦ HRSG(V) - Cable List for SCR ¦ HRSG(V) - Cable List for Duct Burner ¦ HRSG(V) - CEMS Electrical Load List ¦ HRSG(V) - CEMS Cable list ¦ HRSG(V) - Instrument List ¦ HRSG(V) - DCS I/O List ¦ HRSG(V) - Instrument List for Diverter & Guillotine Damper ¦ HRSG(V) - PLC I/O List for Diverter Damper (include Datalink IO list) ¦ HRSG(V) - Instrument List for SCR ¦ HRSG(V) - Instrument List for Duct Burner ¦ HRSG(V) - Vent & Drain Line (Module /Field weld) ¦ HRSG(V) - Line List ¦ HRSG(V) - Terminal Point List ¦ HRSG(V) - MOV List ¦ HRSG(V) - Alarm Set Point List ¦ HRSG(V) - Utility Consumption List ¦ HRSG(V) - Alarm and Trip Setting List for Diverter & Guillotine Damper ¦ HRSG(V) - Alarm and Trip Setting List for for CEMS ¦ HRSG(V) - Alarm and Trip Setting List for SCR ¦ HRSG(V) - Line List for SCR ¦ HRSG(V) - I/O List for SCR ¦ HRSG(V) - Alarm and Trip Setting List for Duct Burner ¦ HRSG(V) - Line List for Duct Burner ¦ HRSG(V) - BMS Communication List ¦ HRSG(V) - I/O List for DUCT BURNER ¦ HRSG(V) - Equipment List ¦ HRSG(V) - BMS IO List ¦ HRSG(V) - CEMS I/O Signals exchange List ¦ HRSG(V) - Control Valve List ¦ HRSG(V) - Valve List for Diverter & Guillotine Damper ¦ HRSG(V) - Valve List for SCR ¦ HRSG(V) - Valve List for Duct Burner | Merged Ukudu SCR list bundle with HRSG(V) SCR list evidence; kept as SCR-specific deliverable set.
444 | HRSG Vendor Document List | HRSG | Instrumentation & Control | Diagram | Plant General System | General | Continuous Emissions Monitoring System | CEMS Flange Installation Diagram | Vendor | Source-Grounded | Approved Source-Grounded | 5585 | R&N | SAU4005-G011-HNE-&EMA-04947 ¦ SAU4005-G011-HNY-&MMB-04959 ¦ SAU4005-G011-HHA-&MMB-05001 ¦ SAU4005-G011-HYA-&EFB-05105 ¦ SAU4005-G011-HYA-&EFF-04894 ¦ SAU4005-G011-HYA-&EFB-04887 ¦ SAU4005-G011-HYA-&EFF-04910 ¦ SAU4005-G011-HYA-&EMA-04917 ¦ SAU4005-G011-HYA-&EMA-04937 ¦ SAU4005-G011-HNE-&ETB-05110 | HRSG(V) - Power Cable Connection Diagram ¦ HRSG(V) - Cable Interconnection Diagram for SCR ¦ HRSG(V) - Cable Interconnection Diagram for Duct Burner ¦ HRSG(V) - Cable Block Diagram for HRSG ¦ HRSG(V) - Control Loop Diagram ¦ HRSG(V) - System Configuration Diagram ¦ HRSG(V) - Start-up & Shut-down Sequence Diagram ¦ HRSG(V) - Wiring and Terminal Connection Diagram for Diverter & Guillotine Damper ¦ HRSG(V) - Wiring and Terminal Connection Diagram for CEMS ¦ HRSG(V) - CEMS Flange Installation Diagram | Included explicit CEMS flange installation diagram deliverable.
445 | HRSG Vendor Document List | HRSG | Instrumentation & Control | Data Sheet | Plant General System | Instrument Rack | Drum Level Gauge | Drum Level Gauge Data Sheet | Vendor | Source-Grounded | Approved Source-Grounded | 5575 ¦ 6621 | R&N ¦ Fadhili ¦ Grati ¦ Karabatan ¦ Turkistan ¦ Ukudu | SAU4005-G011-HYA-&ELB-04932 ¦ SAU4005-G011-HYA-&EEC-04944 ¦ SAU4005-G011-HYA-&EDA-04896 ¦ SAU4005-G011-HYA-&EFC-04926 ¦ SAU4005-G011-HNY-&MDA-04963 ¦ SAU4005-G011-HNY-&MDA-04984 ¦ SAU4005-G011-HNE-&EDA-04993 ¦ SAU4005-G011-HHA-&MDA-05005 ¦ SAU4005-G011-HHA-&MLU-05020 ¦ SAU4005-G011-HAA-&MLU-04826 ¦ SAU4005-G011-HAX-&MDA-04837 ¦ SAU4005-G011-LCQ-&MDA-04838 ¦ SAU4005-G011-LBF-&MDA-04839 ¦ SAU4005-G011-HNE-&MDA-04840 ¦ SAU4005-G011-HAA-&MLU-04842 ¦ SAU4005-G011-HAY-&MDA-04844 ¦ SAU4005-G011-H__-&MDB-04850 ¦ SAU4005-G011-H__-&MDB-04851 ¦ SAU4005-G011-SMH-&MDA-04853 ¦ SAU4005-G011-LCP-&MDA-04854 ¦ SAU4005-G011-H__-&MTB-04856 ¦ SAU4005-G011-HYA-&EDA-04895 ¦ SAU4005-G011-HYA-&EDA-04898 ¦ SAU4005-G011-HYA-&EDA-04903 ¦ SAU4005-G011-HNE-&EDA-04929 ¦ SAU4005-G011-HYA-&EEC-04942 ¦ SAU4005-G011-HNY-&MDA-04964 ¦ SAU4005-G011-HNY-&MLU-04968 ¦ SAU4005-G011-HNY-&MLU-04970 ¦ SAU4005-G011-HNY-&MDA-04978 ¦ SAU4005-G011-HNY-&MDA-04985 ¦ SAU4005-G011-HNY-&MDA-04992 ¦ SAU4005-G011-HHA-&MDA-05021 ¦ SAU4005-G011-HHA-&MDA-05031 ¦ SAU4005-G011-HHA-&MDA-05032 ¦ SAU4005-G011-HHA-&MDA-05033 ¦ SAU4005-G011-HHA-&MDA-05034 ¦ SAU4005-G011-HNY-&MLU-05129 ¦ SAU4005-G011-HNY-&MLU-05133 ¦ SAU4005-G011-HNY-&MDA-05147 ¦ SAU4005-G011-HA_-&MPA-04880 ¦ SAU4005-G011-HNY-&MLU-05131 ¦ T16182-YT02-P0LB-122094 ¦ T16182-YT01-P0LB-122095 ¦ T14211-7318-02-ME-H21-101 ¦ T14211-7318-02-ME-H21-102 ¦ T14211-7318-02-ME-E14-001 ¦ T14211-7318-02-ME-B16-211 ¦ T14211-7318-02-ME-B16-213 ¦ T16182-YD00-P0LB-122006 ¦ T16182-CN00-P0LB-122040 ¦ T16182-YD00-P0LB-122049 ¦ T16182-YD00-P0LB-122050 ¦ T16182-YT01-P0LB-122051 ¦ T16182-YD00-P0LB-122052 ¦ T16182-YD00-P0LB-122054 ¦ T16182-YD00-P0LB-122056 ¦ T16182-VN02-P0LB-122089 ¦ T16182-VN02-P0LB-122090 ¦ T16182-YS00-P0LB-122091 ¦ T16182-YT01-P0LB-122093 ¦ T16182-YT01-P0LB-122096 ¦ T16182-YT01-P0LB-122097 ¦ T16182-YT01-P0LB-122098 ¦ T16182-UE00-P0LB-122111 ¦ GRT-YD00-P1H-300035 ¦ GRT-YD00-P1H-300037 ¦ GRT-YD00-P1H-300039 ¦ GRT-YD00-P1H-300040 ¦ GRT-YT01-P1H-300059 ¦ GRT-YT01-P1H-300060 ¦ GRT-YT01-P1H-300061 ¦ GRT-YT01-P1H-300063 ¦ GRT-YT02-P1H-300065 ¦ GRT-YT01-P1H-300069 ¦ T14211-7318-02-ME-P05-101 ¦ T14211-7318-02-ME-P05-102 ¦ T14211-7318-02-ME-P05-103 ¦ T14211-7318-02-ME-H21-103 ¦ T14211-7318-02-ME-H21-104 ¦ T14211-7318-02-ME-H21-105 ¦ T14211-7318-02-ME-H21-106 ¦ T14211-7318-02-ME-B16-011 ¦ T14211-7318-02-ME-B16-021 ¦ T14211-7318-02-ME-B16-041 ¦ T14211-7318-02-ME-B16-071 ¦ T14211-7318-02-ME-B16-107 ¦ T14211-7318-02-ME-B16-108 ¦ T14211-7318-02-ME-B16-208 ¦ T14211-7318-02-ME-B16-209 ¦ T14211-7318-02-ME-B16-210 ¦ T14211-7318-02-ME-B16-237 ¦ T14211-7318-02-ME-B05-106 ¦ T14211-7318-02-ME-B05-108 ¦ T14211-7318-02-ME-H05-001 ¦ CCP-W-B114-02-ME-B05-0023 ¦ CCP-W-B114-02-ME-H21-0081 ¦ CCP-W-B114-02-ME-B05-0015 ¦ CCP-W-B114-02-ME-B05-0021 ¦ CCP-W-B114-02-ME-B05-0022 ¦ CCP-W-B114-02-ME-B16-0028 ¦ CCP-W-B114-02-ME-B16-0030 ¦ CCP-W-B114-02-ME-B16-0032 ¦ CCP-W-B114-02-ME-B05-0034 ¦ CCP-W-B114-02-ME-B16-0035 ¦ T16182-YK00-P0LB-122073 ¦ GRT-YK09-P1H-300049 ¦ T14211-7318-02-ME-P99-001 | HRSG(V) - Nozzle Orientation and Cable Route Drawing for CEMS ¦ HRSG(V) - Lighting and Small Power Distribution Panel Drawings ¦ HRSG(V) - Control Valve Data Sheet/Drawings ¦ HRSG(V) - PLC HMI Drawing for Diverter Damper ¦ HRSG(V) - Control Valve Data Sheet & Drawings for SCR ¦ HRSG(V) - Junction Box Drawing for SCR ¦ HRSG(V) - SPEC. & Drawing of Analyzer for SCR ¦ HRSG(V) - Control Valve Data Sheet & Drawings for Duct Burner ¦ HRSG(V) - Junction Box Drawing for Duct Burner ¦ HRSG(V) - Typical Drawing for Drum Insulation ¦ HRSG(V) - Desuperheater Data Sheet & Drawings ¦ HRSG(V) - Spec. & Drawing for Blowdown Tank Pump ¦ HRSG(V) - Spec. & Drawing for Safety & Relief Valve ¦ HRSG(V) - Spec. & Drawing for Stack Damper ¦ HRSG(V) - Spec. & Drawing for Deaerator ¦ HRSG(V) - Spec. & Drawing for Boiler Stress Evaluator System ¦ HRSG(V) - HPU Specification & Drawing for Diverter & Guillotine Damper ¦ HRSG(V) - Hoist Specification & Drawing for Diverter & Guillotine Damper ¦ HRSG(V) - Spec. & Drawing for Hoist ¦ HRSG(V) - Spec. & Drawing for Recirculation Pump ¦ HRSG(V) - Name Plate Drawing ¦ HRSG(V) - MOV Data Sheet/Drawings ¦ HRSG(V) - Drum Level Gauge Datasheet/Drawings ¦ HRSG(V) - Remote Drum Level Indicator Datasheet/Drawings ¦ HRSG(V) - SPEC. & Drawing for CEMS ¦ HRSG(V) - Power Distribution Panel Drawings ¦ HRSG(V) - Catalyst Data Sheet & Drawings for SCR ¦ HRSG(V) - Dilution Tank Drawing for SCR ¦ HRSG(V) - Ammonia Distribution Header Drawing ¦ HRSG(V) - SPECIAL ITEM LIST AND DRAWING FOR SCR ¦ HRSG(V) - Local Panel Drawing for SCR ¦ HRSG(V) - Valve Drawing for SCR ¦ HRSG(V) - Local Panel / Control Panel Drawing for Duct Burner ¦ HRSG(V) - Valve Drawing for Duct Burner ¦ HRSG(V) - SPEC. & Drawing of Flame Scanner for Duct Burner ¦ HRSG(V) - SPEC. & Drawing of Ignition Burner for Duct Burner ¦ HRSG(V) - Hazardous Area Classification Specification & Drawing for Duct Burner ¦ HRSG(V) - Measurement Socket Drawing for SCR ¦ HRSG(V) - Equipment Insulation Drawing for SCR ¦ HRSG(V) – Hot Gas Circulation Fan VFD Drawing for SCR ¦ HRSG(V) - Specialty List and Drawing for HRSG Piping ¦ HRSG(V) - Piping Insulation Drawing for SCR ¦ HRSG - LOCAL INSTRUMENT DATASHEET & DRAWINGS ¦ HRSG - TRANSMITTER DATASHEET & DRAWINGS ¦ [DCR] Change HRSG Control valve drawings ¦ HRSG_Local Instrument Data Sheet/Drawings ¦ HRSG_Transmitter Data Sheet/Drawings ¦ HRSG_Power Distribution Panel and Junction Box Drawings ¦ HRSG_Instrument Air Header Drawing for Duct Burner System ¦ HRSG_I & C Architecture Drawing for Duct Burner System ¦ HRSG_SPEC. & DRAWING FOR VOC ANALYZER ¦ HRSG_CONTROL VALVE DATA SHEET & DRAWINGS ¦ HRSG_ TRANSMITTER DATA SHEET & DRAWINGS &CATALOG ¦ HRSG_JUNCTION BOX & INSTRUMENT RACK DRAWING ¦ HRSG - SPEC. & DRAWING FOR HOIST ¦ HRSG - HAZARDOUS AREA CLASSIFICATION SPECIFICATION & DRAWING FOR DUCT BURNER SYSTEM ¦ HRSG - SPEC. & DRAWING FOR STEAM DRUM ¦ HRSG - SPEC. & DRAWING FOR BLOWDOWN PUMP ¦ HRSG - SPEC. & DRAWING FOR SAFETY & RELIEF VALVE ¦ HRSG - SPEC. & DRAWING FOR STACK DAMPER ¦ HRSG - SPEC. & DRAWING FOR DEAERATOR & STORAGE TANK ¦ HRSG - POWER DISTRIBUTION PANEL DRAWINGS ¦ HRSG - MOV DATASHEET & DRAWINGS ¦ HRSG - CV DATASHEET & DRAWINGS ¦ HRSG - DESH. DATASHEET & DRAWINGS ¦ HRSG - CEMS DATASHEET & DRAWINGS ¦ HRSG - DRUM LEVEL GAUGE DATASHEET & DRAWINGS ¦ HRSG - FLOW ELEMENT DATASHEET & DRAWINGS ¦ HRSG - REMOTE DRUM LEVEL INDICATOR DATASHEET & DRAWINGS ¦ HRSG – PERPENDICULAR BAFFLE AND TIE PLATE ASSY DRAWINGS ¦ [HRSG]_SPEC. & DRAWING FOR STEAM DRUM ¦ [HRSG]_POWER DISTRIBUTION PANEL DRAWINGS ¦ [HRSG]_SPEC. & DRAWING FOR SAFETY & RELIEF VALVE ¦ [HRSG]_SPEC. & DRAWING FOR STACK DAMPER ¦ [HRSG]_MOV DATASHEET & DRAWINGS ¦ [HRSG]_CV DATASHEET & DRAWINGS ¦ [HRSG]_DESH. DATASHEET & DRAWINGS ¦ [HRSG]_CEMS DATASHEET & DRAWINGS ¦ [HRSG]_REMOTE DRUM LEVEL INDICATOR DATASHEET & DRAWINGS ¦ [HRSG]_ SPEC. & DRAWING FOR PREHEATER RECIRCULATION PUMP ¦ HRSG_MOV Data Sheet/Drawings ¦ HRSG_CV Data Sheet/Drawings ¦ HRSG_Desh. Data Sheet/Drawings ¦ HRSG_Drum Level Gauge Data Sheet/Drawings ¦ HRSG_Flow Element Data Sheet/Drawings ¦ HRSG_Remote Drum Level Indicator Datasheet/Drawings ¦ HRSG_CEMS Data Sheet/Drawings ¦ HRSG_SPEC. & DRAWING FOR SAFETY & RELIEF VALVE ¦ HRSG_SPEC. & DRAWING FOR STACK DAMPER ¦ HRSG_SPEC. & DRAWING FOR DEAERATOR, STORAGE TANK ¦ HRSG_SPEC. & DRAWING FOR CPH RECIRCULATION PUMP ¦ HRSG_Electric Actuator Specification & Drawing for Diverter & Guillotine Damper ¦ HRSG_Hoist Specification & Drawing for Diverter & Guillotine Damper ¦ HRSG_Fuel Gas Header Drawing for Duct Burner System ¦ HRSG_Ignition Gas Header Drawing for Duct Burner System ¦ HRSG_Cooling Air Header Drawing for Duct Burner System ¦ HRSG_Hazardous Area Classification Specification & Drawing for Duct Burner System ¦ HRSG_Manhole Cover for H.P Steam Drum ¦ HRSG_TYPICAL DRAWING FOR DRUM INSULATION ¦ HRSG_Power Distribution Panel Drawings ¦ HRSG_LP Drum Drawings ¦ HRSG_Spec. & Drawing of CEMS ¦ HRSG_HP Drum Drawings ¦ HRSG_Continuous Blowdown Tank Drawings ¦ HRSG_Atmospheric Blowdown Tank Drawings ¦ HRSG_Spec. & Drawing of Drain Pump ¦ HRSG_Spec. & Drawing of Exhaust Stack Damper ¦ HRSG_Spec. & Drawing of Deaerator ¦ HRSG_Spec. & Drawing of Hoist ¦ HRSG_Spec. & Drawing of Recirculation Pump ¦ HRSG_SPEC. & DRAWING FOR DESUPERHEATER ¦ HRSG_SPEC. & DRAWING FOR BLOW DOWN TANK ¦ HRSG_SPEC. & DRAWING FOR DEAERATOR ¦ HRSG_SPEC. & DRAWING FOR HOIST ¦ HRSG_SPEC. & DRAWING FOR RECIRCULATION PUMP ¦ HRSG_SPEC. & DRAWING FOR DIVERTER DAMPER ¦ HRSG_SPEC. & DRAWING FOR SCR ¦ AIG ARRAGEMENT DRAWING FOR HRSG SCR ¦ AMMONIA DISTRIBUTION HEADER DRAWING FOR HRSG SCR ¦ CATALYST DATA SHEET & DRAWING FOR HRSG SCR ¦ CATALYST BLOCK DRAWING FOR HRSG SCR ¦ EYE SHOWER DRAWING FOR HRSG SCR ¦ HRSG_SPEC. & DRAWING FOR CEMS ¦ HRSG_SPECIALTY DATA SHEET & DRAWING ¦ HRSG_MOV DATA SHEET & DRAWINGS ¦ HRSG LEVEL GAUGE DATA SHEET & DRAWINGS & CATALOG ¦ HRSG_REMOTE DRUM LEVEL INDICATOR DATASHEET/DRAWINGS CATALOG ¦ HRSG_ LOCAL GAUGE AND TEMPERATURE ELEMENT DATA SHEET&DRAWINGS &CATALOG ¦ HRSG_ LEVEL SWITCH DATA SHEET & DRAWINGS &CATALOG ¦ HRSG_ FLOW ELEMENT DATA SHEET & DRAWINGS &CATALOG ¦ HRSG_POWER DISTRIBUTION PANEL DRAWINGS ¦ HRSG_NAME PLATE DRAWING ¦ HRSG - SPECIALTY DRAWING FOR EXTERNAL PIPING ¦ [HRSG]_SPECIALTY DRAWING FOR EXTERNAL PIPING ¦ HRSG_SPECIALTY DRAWING FOR HRSG EXTERNAL PIPING ¦ HRSG_MANUAL VALVE LIST & DRAWINGS | Merged drum level gauge datasheet/drawing references into one deliverable. ¦ Composite deliverable split: Data Sheet & Drawings separated by Standard MDL naming rule.
446 | HRSG Vendor Document List | HRSG | Instrumentation & Control | Drawing | Plant General System | Instrument Rack | Drum Level Gauge | Drum Level Gauge Drawing | Vendor | Source-Grounded | Approved Source-Grounded | 5575 ¦ 6621 | R&N ¦ Fadhili ¦ Grati ¦ Karabatan ¦ Turkistan ¦ Ukudu | SAU4005-G011-HYA-&ELB-04932 ¦ SAU4005-G011-HYA-&EEC-04944 ¦ SAU4005-G011-HYA-&EDA-04896 ¦ SAU4005-G011-HYA-&EFC-04926 ¦ SAU4005-G011-HNY-&MDA-04963 ¦ SAU4005-G011-HNY-&MDA-04984 ¦ SAU4005-G011-HNE-&EDA-04993 ¦ SAU4005-G011-HHA-&MDA-05005 ¦ SAU4005-G011-HHA-&MLU-05020 ¦ SAU4005-G011-HAA-&MLU-04826 ¦ SAU4005-G011-HAX-&MDA-04837 ¦ SAU4005-G011-LCQ-&MDA-04838 ¦ SAU4005-G011-LBF-&MDA-04839 ¦ SAU4005-G011-HNE-&MDA-04840 ¦ SAU4005-G011-HAA-&MLU-04842 ¦ SAU4005-G011-HAY-&MDA-04844 ¦ SAU4005-G011-H__-&MDB-04850 ¦ SAU4005-G011-H__-&MDB-04851 ¦ SAU4005-G011-SMH-&MDA-04853 ¦ SAU4005-G011-LCP-&MDA-04854 ¦ SAU4005-G011-H__-&MTB-04856 ¦ SAU4005-G011-HYA-&EDA-04895 ¦ SAU4005-G011-HYA-&EDA-04898 ¦ SAU4005-G011-HYA-&EDA-04903 ¦ SAU4005-G011-HNE-&EDA-04929 ¦ SAU4005-G011-HYA-&EEC-04942 ¦ SAU4005-G011-HNY-&MDA-04964 ¦ SAU4005-G011-HNY-&MLU-04968 ¦ SAU4005-G011-HNY-&MLU-04970 ¦ SAU4005-G011-HNY-&MDA-04978 ¦ SAU4005-G011-HNY-&MDA-04985 ¦ SAU4005-G011-HNY-&MDA-04992 ¦ SAU4005-G011-HHA-&MDA-05021 ¦ SAU4005-G011-HHA-&MDA-05031 ¦ SAU4005-G011-HHA-&MDA-05032 ¦ SAU4005-G011-HHA-&MDA-05033 ¦ SAU4005-G011-HHA-&MDA-05034 ¦ SAU4005-G011-HNY-&MLU-05129 ¦ SAU4005-G011-HNY-&MLU-05133 ¦ SAU4005-G011-HNY-&MDA-05147 ¦ SAU4005-G011-HA_-&MPA-04880 ¦ SAU4005-G011-HNY-&MLU-05131 ¦ T16182-YT02-P0LB-122094 ¦ T16182-YT01-P0LB-122095 ¦ T14211-7318-02-ME-H21-101 ¦ T14211-7318-02-ME-H21-102 ¦ T14211-7318-02-ME-E14-001 ¦ T14211-7318-02-ME-B16-211 ¦ T14211-7318-02-ME-B16-213 ¦ T16182-YD00-P0LB-122006 ¦ T16182-CN00-P0LB-122040 ¦ T16182-YD00-P0LB-122049 ¦ T16182-YD00-P0LB-122050 ¦ T16182-YT01-P0LB-122051 ¦ T16182-YD00-P0LB-122052 ¦ T16182-YD00-P0LB-122054 ¦ T16182-YD00-P0LB-122056 ¦ T16182-VN02-P0LB-122089 ¦ T16182-VN02-P0LB-122090 ¦ T16182-YS00-P0LB-122091 ¦ T16182-YT01-P0LB-122093 ¦ T16182-YT01-P0LB-122096 ¦ T16182-YT01-P0LB-122097 ¦ T16182-YT01-P0LB-122098 ¦ T16182-UE00-P0LB-122111 ¦ GRT-YD00-P1H-300035 ¦ GRT-YD00-P1H-300037 ¦ GRT-YD00-P1H-300039 ¦ GRT-YD00-P1H-300040 ¦ GRT-YT01-P1H-300059 ¦ GRT-YT01-P1H-300060 ¦ GRT-YT01-P1H-300061 ¦ GRT-YT01-P1H-300063 ¦ GRT-YT02-P1H-300065 ¦ GRT-YT01-P1H-300069 ¦ T14211-7318-02-ME-P05-101 ¦ T14211-7318-02-ME-P05-102 ¦ T14211-7318-02-ME-P05-103 ¦ T14211-7318-02-ME-H21-103 ¦ T14211-7318-02-ME-H21-104 ¦ T14211-7318-02-ME-H21-105 ¦ T14211-7318-02-ME-H21-106 ¦ T14211-7318-02-ME-B16-011 ¦ T14211-7318-02-ME-B16-021 ¦ T14211-7318-02-ME-B16-041 ¦ T14211-7318-02-ME-B16-071 ¦ T14211-7318-02-ME-B16-107 ¦ T14211-7318-02-ME-B16-108 ¦ T14211-7318-02-ME-B16-208 ¦ T14211-7318-02-ME-B16-209 ¦ T14211-7318-02-ME-B16-210 ¦ T14211-7318-02-ME-B16-237 ¦ T14211-7318-02-ME-B05-106 ¦ T14211-7318-02-ME-B05-108 ¦ T14211-7318-02-ME-H05-001 ¦ CCP-W-B114-02-ME-B05-0023 ¦ CCP-W-B114-02-ME-H21-0081 ¦ CCP-W-B114-02-ME-B05-0015 ¦ CCP-W-B114-02-ME-B05-0021 ¦ CCP-W-B114-02-ME-B05-0022 ¦ CCP-W-B114-02-ME-B16-0028 ¦ CCP-W-B114-02-ME-B16-0030 ¦ CCP-W-B114-02-ME-B16-0032 ¦ CCP-W-B114-02-ME-B05-0034 ¦ CCP-W-B114-02-ME-B16-0035 ¦ T16182-YK00-P0LB-122073 ¦ GRT-YK09-P1H-300049 ¦ T14211-7318-02-ME-P99-001 | HRSG(V) - Nozzle Orientation and Cable Route Drawing for CEMS ¦ HRSG(V) - Lighting and Small Power Distribution Panel Drawings ¦ HRSG(V) - Control Valve Data Sheet/Drawings ¦ HRSG(V) - PLC HMI Drawing for Diverter Damper ¦ HRSG(V) - Control Valve Data Sheet & Drawings for SCR ¦ HRSG(V) - Junction Box Drawing for SCR ¦ HRSG(V) - SPEC. & Drawing of Analyzer for SCR ¦ HRSG(V) - Control Valve Data Sheet & Drawings for Duct Burner ¦ HRSG(V) - Junction Box Drawing for Duct Burner ¦ HRSG(V) - Typical Drawing for Drum Insulation ¦ HRSG(V) - Desuperheater Data Sheet & Drawings ¦ HRSG(V) - Spec. & Drawing for Blowdown Tank Pump ¦ HRSG(V) - Spec. & Drawing for Safety & Relief Valve ¦ HRSG(V) - Spec. & Drawing for Stack Damper ¦ HRSG(V) - Spec. & Drawing for Deaerator ¦ HRSG(V) - Spec. & Drawing for Boiler Stress Evaluator System ¦ HRSG(V) - HPU Specification & Drawing for Diverter & Guillotine Damper ¦ HRSG(V) - Hoist Specification & Drawing for Diverter & Guillotine Damper ¦ HRSG(V) - Spec. & Drawing for Hoist ¦ HRSG(V) - Spec. & Drawing for Recirculation Pump ¦ HRSG(V) - Name Plate Drawing ¦ HRSG(V) - MOV Data Sheet/Drawings ¦ HRSG(V) - Drum Level Gauge Datasheet/Drawings ¦ HRSG(V) - Remote Drum Level Indicator Datasheet/Drawings ¦ HRSG(V) - SPEC. & Drawing for CEMS ¦ HRSG(V) - Power Distribution Panel Drawings ¦ HRSG(V) - Catalyst Data Sheet & Drawings for SCR ¦ HRSG(V) - Dilution Tank Drawing for SCR ¦ HRSG(V) - Ammonia Distribution Header Drawing ¦ HRSG(V) - SPECIAL ITEM LIST AND DRAWING FOR SCR ¦ HRSG(V) - Local Panel Drawing for SCR ¦ HRSG(V) - Valve Drawing for SCR ¦ HRSG(V) - Local Panel / Control Panel Drawing for Duct Burner ¦ HRSG(V) - Valve Drawing for Duct Burner ¦ HRSG(V) - SPEC. & Drawing of Flame Scanner for Duct Burner ¦ HRSG(V) - SPEC. & Drawing of Ignition Burner for Duct Burner ¦ HRSG(V) - Hazardous Area Classification Specification & Drawing for Duct Burner ¦ HRSG(V) - Measurement Socket Drawing for SCR ¦ HRSG(V) - Equipment Insulation Drawing for SCR ¦ HRSG(V) – Hot Gas Circulation Fan VFD Drawing for SCR ¦ HRSG(V) - Specialty List and Drawing for HRSG Piping ¦ HRSG(V) - Piping Insulation Drawing for SCR ¦ HRSG - LOCAL INSTRUMENT DATASHEET & DRAWINGS ¦ HRSG - TRANSMITTER DATASHEET & DRAWINGS ¦ [DCR] Change HRSG Control valve drawings ¦ HRSG_Local Instrument Data Sheet/Drawings ¦ HRSG_Transmitter Data Sheet/Drawings ¦ HRSG_Power Distribution Panel and Junction Box Drawings ¦ HRSG_Instrument Air Header Drawing for Duct Burner System ¦ HRSG_I & C Architecture Drawing for Duct Burner System ¦ HRSG_SPEC. & DRAWING FOR VOC ANALYZER ¦ HRSG_CONTROL VALVE DATA SHEET & DRAWINGS ¦ HRSG_ TRANSMITTER DATA SHEET & DRAWINGS &CATALOG ¦ HRSG_JUNCTION BOX & INSTRUMENT RACK DRAWING ¦ HRSG - SPEC. & DRAWING FOR HOIST ¦ HRSG - HAZARDOUS AREA CLASSIFICATION SPECIFICATION & DRAWING FOR DUCT BURNER SYSTEM ¦ HRSG - SPEC. & DRAWING FOR STEAM DRUM ¦ HRSG - SPEC. & DRAWING FOR BLOWDOWN PUMP ¦ HRSG - SPEC. & DRAWING FOR SAFETY & RELIEF VALVE ¦ HRSG - SPEC. & DRAWING FOR STACK DAMPER ¦ HRSG - SPEC. & DRAWING FOR DEAERATOR & STORAGE TANK ¦ HRSG - POWER DISTRIBUTION PANEL DRAWINGS ¦ HRSG - MOV DATASHEET & DRAWINGS ¦ HRSG - CV DATASHEET & DRAWINGS ¦ HRSG - DESH. DATASHEET & DRAWINGS ¦ HRSG - CEMS DATASHEET & DRAWINGS ¦ HRSG - DRUM LEVEL GAUGE DATASHEET & DRAWINGS ¦ HRSG - FLOW ELEMENT DATASHEET & DRAWINGS ¦ HRSG - REMOTE DRUM LEVEL INDICATOR DATASHEET & DRAWINGS ¦ HRSG – PERPENDICULAR BAFFLE AND TIE PLATE ASSY DRAWINGS ¦ [HRSG]_SPEC. & DRAWING FOR STEAM DRUM ¦ [HRSG]_POWER DISTRIBUTION PANEL DRAWINGS ¦ [HRSG]_SPEC. & DRAWING FOR SAFETY & RELIEF VALVE ¦ [HRSG]_SPEC. & DRAWING FOR STACK DAMPER ¦ [HRSG]_MOV DATASHEET & DRAWINGS ¦ [HRSG]_CV DATASHEET & DRAWINGS ¦ [HRSG]_DESH. DATASHEET & DRAWINGS ¦ [HRSG]_CEMS DATASHEET & DRAWINGS ¦ [HRSG]_REMOTE DRUM LEVEL INDICATOR DATASHEET & DRAWINGS ¦ [HRSG]_ SPEC. & DRAWING FOR PREHEATER RECIRCULATION PUMP ¦ HRSG_MOV Data Sheet/Drawings ¦ HRSG_CV Data Sheet/Drawings ¦ HRSG_Desh. Data Sheet/Drawings ¦ HRSG_Drum Level Gauge Data Sheet/Drawings ¦ HRSG_Flow Element Data Sheet/Drawings ¦ HRSG_Remote Drum Level Indicator Datasheet/Drawings ¦ HRSG_CEMS Data Sheet/Drawings ¦ HRSG_SPEC. & DRAWING FOR SAFETY & RELIEF VALVE ¦ HRSG_SPEC. & DRAWING FOR STACK DAMPER ¦ HRSG_SPEC. & DRAWING FOR DEAERATOR, STORAGE TANK ¦ HRSG_SPEC. & DRAWING FOR CPH RECIRCULATION PUMP ¦ HRSG_Electric Actuator Specification & Drawing for Diverter & Guillotine Damper ¦ HRSG_Hoist Specification & Drawing for Diverter & Guillotine Damper ¦ HRSG_Fuel Gas Header Drawing for Duct Burner System ¦ HRSG_Ignition Gas Header Drawing for Duct Burner System ¦ HRSG_Cooling Air Header Drawing for Duct Burner System ¦ HRSG_Hazardous Area Classification Specification & Drawing for Duct Burner System ¦ HRSG_Manhole Cover for H.P Steam Drum ¦ HRSG_TYPICAL DRAWING FOR DRUM INSULATION ¦ HRSG_Power Distribution Panel Drawings ¦ HRSG_LP Drum Drawings ¦ HRSG_Spec. & Drawing of CEMS ¦ HRSG_HP Drum Drawings ¦ HRSG_Continuous Blowdown Tank Drawings ¦ HRSG_Atmospheric Blowdown Tank Drawings ¦ HRSG_Spec. & Drawing of Drain Pump ¦ HRSG_Spec. & Drawing of Exhaust Stack Damper ¦ HRSG_Spec. & Drawing of Deaerator ¦ HRSG_Spec. & Drawing of Hoist ¦ HRSG_Spec. & Drawing of Recirculation Pump ¦ HRSG_SPEC. & DRAWING FOR DESUPERHEATER ¦ HRSG_SPEC. & DRAWING FOR BLOW DOWN TANK ¦ HRSG_SPEC. & DRAWING FOR DEAERATOR ¦ HRSG_SPEC. & DRAWING FOR HOIST ¦ HRSG_SPEC. & DRAWING FOR RECIRCULATION PUMP ¦ HRSG_SPEC. & DRAWING FOR DIVERTER DAMPER ¦ HRSG_SPEC. & DRAWING FOR SCR ¦ AIG ARRAGEMENT DRAWING FOR HRSG SCR ¦ AMMONIA DISTRIBUTION HEADER DRAWING FOR HRSG SCR ¦ CATALYST DATA SHEET & DRAWING FOR HRSG SCR ¦ CATALYST BLOCK DRAWING FOR HRSG SCR ¦ EYE SHOWER DRAWING FOR HRSG SCR ¦ HRSG_SPEC. & DRAWING FOR CEMS ¦ HRSG_SPECIALTY DATA SHEET & DRAWING ¦ HRSG_MOV DATA SHEET & DRAWINGS ¦ HRSG LEVEL GAUGE DATA SHEET & DRAWINGS & CATALOG ¦ HRSG_REMOTE DRUM LEVEL INDICATOR DATASHEET/DRAWINGS CATALOG ¦ HRSG_ LOCAL GAUGE AND TEMPERATURE ELEMENT DATA SHEET&DRAWINGS &CATALOG ¦ HRSG_ LEVEL SWITCH DATA SHEET & DRAWINGS &CATALOG ¦ HRSG_ FLOW ELEMENT DATA SHEET & DRAWINGS &CATALOG ¦ HRSG_POWER DISTRIBUTION PANEL DRAWINGS ¦ HRSG_NAME PLATE DRAWING ¦ HRSG - SPECIALTY DRAWING FOR EXTERNAL PIPING ¦ [HRSG]_SPECIALTY DRAWING FOR EXTERNAL PIPING ¦ HRSG_SPECIALTY DRAWING FOR HRSG EXTERNAL PIPING ¦ HRSG_MANUAL VALVE LIST & DRAWINGS | Merged drum level gauge datasheet/drawing references into one deliverable. ¦ Composite deliverable split: Data Sheet & Drawings separated by Standard MDL naming rule.
447 | HRSG Vendor Document List | HRSG | Instrumentation & Control | Data Sheet | Plant General System | Instrument Rack | Flow Element | Flow Element Data Sheet | Vendor | Source-Grounded | Approved Source-Grounded | 6621 | Fadhili ¦ Grati ¦ Karabatan ¦ Turkistan ¦ Ukudu | T16182-YT02-P0LB-122094 ¦ T16182-YT01-P0LB-122095 ¦ T14211-7318-02-ME-H21-101 ¦ T14211-7318-02-ME-H21-102 ¦ T14211-7318-02-ME-E14-001 ¦ T14211-7318-02-ME-B16-211 ¦ T14211-7318-02-ME-B16-213 ¦ T16182-YD00-P0LB-122006 ¦ T16182-CN00-P0LB-122040 ¦ T16182-YD00-P0LB-122049 ¦ T16182-YD00-P0LB-122050 ¦ T16182-YT01-P0LB-122051 ¦ T16182-YD00-P0LB-122052 ¦ T16182-YD00-P0LB-122054 ¦ T16182-YD00-P0LB-122056 ¦ T16182-VN02-P0LB-122089 ¦ T16182-VN02-P0LB-122090 ¦ T16182-YS00-P0LB-122091 ¦ T16182-YT01-P0LB-122093 ¦ T16182-YT01-P0LB-122096 ¦ T16182-YT01-P0LB-122097 ¦ T16182-YT01-P0LB-122098 ¦ T16182-UE00-P0LB-122111 ¦ GRT-YD00-P1H-300035 ¦ GRT-YD00-P1H-300037 ¦ GRT-YD00-P1H-300039 ¦ GRT-YD00-P1H-300040 ¦ GRT-YT01-P1H-300059 ¦ GRT-YT01-P1H-300060 ¦ GRT-YT01-P1H-300061 ¦ GRT-YT01-P1H-300063 ¦ GRT-YT02-P1H-300065 ¦ GRT-YT01-P1H-300069 ¦ T14211-7318-02-ME-P05-101 ¦ T14211-7318-02-ME-P05-102 ¦ T14211-7318-02-ME-P05-103 ¦ T14211-7318-02-ME-H21-103 ¦ T14211-7318-02-ME-H21-104 ¦ T14211-7318-02-ME-H21-105 ¦ T14211-7318-02-ME-H21-106 ¦ T14211-7318-02-ME-B16-011 ¦ T14211-7318-02-ME-B16-021 ¦ T14211-7318-02-ME-B16-041 ¦ T14211-7318-02-ME-B16-071 ¦ T14211-7318-02-ME-B16-107 ¦ T14211-7318-02-ME-B16-108 ¦ T14211-7318-02-ME-B16-208 ¦ T14211-7318-02-ME-B16-209 ¦ T14211-7318-02-ME-B16-210 ¦ T14211-7318-02-ME-B16-237 ¦ T14211-7318-02-ME-B05-106 ¦ T14211-7318-02-ME-B05-108 ¦ T14211-7318-02-ME-H05-001 ¦ CCP-W-B114-02-ME-B05-0023 ¦ CCP-W-B114-02-ME-H21-0081 ¦ CCP-W-B114-02-ME-B05-0015 ¦ CCP-W-B114-02-ME-B05-0021 ¦ CCP-W-B114-02-ME-B05-0022 ¦ CCP-W-B114-02-ME-B16-0028 ¦ CCP-W-B114-02-ME-B16-0030 ¦ CCP-W-B114-02-ME-B16-0032 ¦ CCP-W-B114-02-ME-B05-0034 ¦ CCP-W-B114-02-ME-B16-0035 ¦ T16182-YK00-P0LB-122073 ¦ GRT-YK09-P1H-300049 ¦ T14211-7318-02-ME-P99-001 | HRSG - LOCAL INSTRUMENT DATASHEET & DRAWINGS ¦ HRSG - TRANSMITTER DATASHEET & DRAWINGS ¦ [DCR] Change HRSG Control valve drawings ¦ HRSG_Local Instrument Data Sheet/Drawings ¦ HRSG_Transmitter Data Sheet/Drawings ¦ HRSG_Power Distribution Panel and Junction Box Drawings ¦ HRSG_Instrument Air Header Drawing for Duct Burner System ¦ HRSG_I & C Architecture Drawing for Duct Burner System ¦ HRSG_SPEC. & DRAWING FOR VOC ANALYZER ¦ HRSG_CONTROL VALVE DATA SHEET & DRAWINGS ¦ HRSG_ TRANSMITTER DATA SHEET & DRAWINGS &CATALOG ¦ HRSG_JUNCTION BOX & INSTRUMENT RACK DRAWING ¦ HRSG - SPEC. & DRAWING FOR HOIST ¦ HRSG - HAZARDOUS AREA CLASSIFICATION SPECIFICATION & DRAWING FOR DUCT BURNER SYSTEM ¦ HRSG - SPEC. & DRAWING FOR STEAM DRUM ¦ HRSG - SPEC. & DRAWING FOR BLOWDOWN PUMP ¦ HRSG - SPEC. & DRAWING FOR SAFETY & RELIEF VALVE ¦ HRSG - SPEC. & DRAWING FOR STACK DAMPER ¦ HRSG - SPEC. & DRAWING FOR DEAERATOR & STORAGE TANK ¦ HRSG - POWER DISTRIBUTION PANEL DRAWINGS ¦ HRSG - MOV DATASHEET & DRAWINGS ¦ HRSG - CV DATASHEET & DRAWINGS ¦ HRSG - DESH. DATASHEET & DRAWINGS ¦ HRSG - CEMS DATASHEET & DRAWINGS ¦ HRSG - DRUM LEVEL GAUGE DATASHEET & DRAWINGS ¦ HRSG - FLOW ELEMENT DATASHEET & DRAWINGS ¦ HRSG - REMOTE DRUM LEVEL INDICATOR DATASHEET & DRAWINGS ¦ HRSG – PERPENDICULAR BAFFLE AND TIE PLATE ASSY DRAWINGS ¦ [HRSG]_SPEC. & DRAWING FOR STEAM DRUM ¦ [HRSG]_POWER DISTRIBUTION PANEL DRAWINGS ¦ [HRSG]_SPEC. & DRAWING FOR SAFETY & RELIEF VALVE ¦ [HRSG]_SPEC. & DRAWING FOR STACK DAMPER ¦ [HRSG]_MOV DATASHEET & DRAWINGS ¦ [HRSG]_CV DATASHEET & DRAWINGS ¦ [HRSG]_DESH. DATASHEET & DRAWINGS ¦ [HRSG]_CEMS DATASHEET & DRAWINGS ¦ [HRSG]_REMOTE DRUM LEVEL INDICATOR DATASHEET & DRAWINGS ¦ [HRSG]_ SPEC. & DRAWING FOR PREHEATER RECIRCULATION PUMP ¦ HRSG_MOV Data Sheet/Drawings ¦ HRSG_CV Data Sheet/Drawings ¦ HRSG_Desh. Data Sheet/Drawings ¦ HRSG_Drum Level Gauge Data Sheet/Drawings ¦ HRSG_Flow Element Data Sheet/Drawings ¦ HRSG_Remote Drum Level Indicator Datasheet/Drawings ¦ HRSG_CEMS Data Sheet/Drawings ¦ HRSG_SPEC. & DRAWING FOR SAFETY & RELIEF VALVE ¦ HRSG_SPEC. & DRAWING FOR STACK DAMPER ¦ HRSG_SPEC. & DRAWING FOR DEAERATOR, STORAGE TANK ¦ HRSG_SPEC. & DRAWING FOR CPH RECIRCULATION PUMP ¦ HRSG_Electric Actuator Specification & Drawing for Diverter & Guillotine Damper ¦ HRSG_Hoist Specification & Drawing for Diverter & Guillotine Damper ¦ HRSG_Fuel Gas Header Drawing for Duct Burner System ¦ HRSG_Ignition Gas Header Drawing for Duct Burner System ¦ HRSG_Cooling Air Header Drawing for Duct Burner System ¦ HRSG_Hazardous Area Classification Specification & Drawing for Duct Burner System ¦ HRSG_Manhole Cover for H.P Steam Drum ¦ HRSG_TYPICAL DRAWING FOR DRUM INSULATION ¦ HRSG_Power Distribution Panel Drawings ¦ HRSG_LP Drum Drawings ¦ HRSG_Spec. & Drawing of CEMS ¦ HRSG_HP Drum Drawings ¦ HRSG_Continuous Blowdown Tank Drawings ¦ HRSG_Atmospheric Blowdown Tank Drawings ¦ HRSG_Spec. & Drawing of Drain Pump ¦ HRSG_Spec. & Drawing of Exhaust Stack Damper ¦ HRSG_Spec. & Drawing of Deaerator ¦ HRSG_Spec. & Drawing of Hoist ¦ HRSG_Spec. & Drawing of Recirculation Pump ¦ HRSG_SPEC. & DRAWING FOR DESUPERHEATER ¦ HRSG_SPEC. & DRAWING FOR BLOW DOWN TANK ¦ HRSG_SPEC. & DRAWING FOR DEAERATOR ¦ HRSG_SPEC. & DRAWING FOR HOIST ¦ HRSG_SPEC. & DRAWING FOR RECIRCULATION PUMP ¦ HRSG_SPEC. & DRAWING FOR DIVERTER DAMPER ¦ HRSG_SPEC. & DRAWING FOR SCR ¦ AIG ARRAGEMENT DRAWING FOR HRSG SCR ¦ AMMONIA DISTRIBUTION HEADER DRAWING FOR HRSG SCR ¦ CATALYST DATA SHEET & DRAWING FOR HRSG SCR ¦ CATALYST BLOCK DRAWING FOR HRSG SCR ¦ EYE SHOWER DRAWING FOR HRSG SCR ¦ HRSG_SPEC. & DRAWING FOR CEMS ¦ HRSG_SPECIALTY DATA SHEET & DRAWING ¦ HRSG_MOV DATA SHEET & DRAWINGS ¦ HRSG LEVEL GAUGE DATA SHEET & DRAWINGS & CATALOG ¦ HRSG_REMOTE DRUM LEVEL INDICATOR DATASHEET/DRAWINGS CATALOG ¦ HRSG_ LOCAL GAUGE AND TEMPERATURE ELEMENT DATA SHEET&DRAWINGS &CATALOG ¦ HRSG_ LEVEL SWITCH DATA SHEET & DRAWINGS &CATALOG ¦ HRSG_ FLOW ELEMENT DATA SHEET & DRAWINGS &CATALOG ¦ HRSG_POWER DISTRIBUTION PANEL DRAWINGS ¦ HRSG_NAME PLATE DRAWING ¦ HRSG - SPECIALTY DRAWING FOR EXTERNAL PIPING ¦ [HRSG]_SPECIALTY DRAWING FOR EXTERNAL PIPING ¦ HRSG_SPECIALTY DRAWING FOR HRSG EXTERNAL PIPING ¦ HRSG_MANUAL VALVE LIST & DRAWINGS | Included explicit flow element datasheet & drawings. ¦ Composite deliverable split: Data Sheet & Drawings separated by Standard MDL naming rule.
448 | HRSG Vendor Document List | HRSG | Instrumentation & Control | Drawing | Plant General System | Instrument Rack | Flow Element | Flow Element Drawing | Vendor | Source-Grounded | Approved Source-Grounded | 6621 ¦ 2014 | Fadhili ¦ Grati ¦ Karabatan ¦ Turkistan ¦ Ukudu ¦ R&N | T16182-YT02-P0LB-122094 ¦ T16182-YT01-P0LB-122095 ¦ T14211-7318-02-ME-H21-101 ¦ T14211-7318-02-ME-H21-102 ¦ T14211-7318-02-ME-E14-001 ¦ T14211-7318-02-ME-B16-211 ¦ T14211-7318-02-ME-B16-213 ¦ T16182-YD00-P0LB-122006 ¦ T16182-CN00-P0LB-122040 ¦ T16182-YD00-P0LB-122049 ¦ T16182-YD00-P0LB-122050 ¦ T16182-YT01-P0LB-122051 ¦ T16182-YD00-P0LB-122052 ¦ T16182-YD00-P0LB-122054 ¦ T16182-YD00-P0LB-122056 ¦ T16182-VN02-P0LB-122089 ¦ T16182-VN02-P0LB-122090 ¦ T16182-YS00-P0LB-122091 ¦ T16182-YT01-P0LB-122093 ¦ T16182-YT01-P0LB-122096 ¦ T16182-YT01-P0LB-122097 ¦ T16182-YT01-P0LB-122098 ¦ T16182-UE00-P0LB-122111 ¦ GRT-YD00-P1H-300035 ¦ GRT-YD00-P1H-300037 ¦ GRT-YD00-P1H-300039 ¦ GRT-YD00-P1H-300040 ¦ GRT-YT01-P1H-300059 ¦ GRT-YT01-P1H-300060 ¦ GRT-YT01-P1H-300061 ¦ GRT-YT01-P1H-300063 ¦ GRT-YT02-P1H-300065 ¦ GRT-YT01-P1H-300069 ¦ T14211-7318-02-ME-P05-101 ¦ T14211-7318-02-ME-P05-102 ¦ T14211-7318-02-ME-P05-103 ¦ T14211-7318-02-ME-H21-103 ¦ T14211-7318-02-ME-H21-104 ¦ T14211-7318-02-ME-H21-105 ¦ T14211-7318-02-ME-H21-106 ¦ T14211-7318-02-ME-B16-011 ¦ T14211-7318-02-ME-B16-021 ¦ T14211-7318-02-ME-B16-041 ¦ T14211-7318-02-ME-B16-071 ¦ T14211-7318-02-ME-B16-107 ¦ T14211-7318-02-ME-B16-108 ¦ T14211-7318-02-ME-B16-208 ¦ T14211-7318-02-ME-B16-209 ¦ T14211-7318-02-ME-B16-210 ¦ T14211-7318-02-ME-B16-237 ¦ T14211-7318-02-ME-B05-106 ¦ T14211-7318-02-ME-B05-108 ¦ T14211-7318-02-ME-H05-001 ¦ CCP-W-B114-02-ME-B05-0023 ¦ CCP-W-B114-02-ME-H21-0081 ¦ CCP-W-B114-02-ME-B05-0015 ¦ CCP-W-B114-02-ME-B05-0021 ¦ CCP-W-B114-02-ME-B05-0022 ¦ CCP-W-B114-02-ME-B16-0028 ¦ CCP-W-B114-02-ME-B16-0030 ¦ CCP-W-B114-02-ME-B16-0032 ¦ CCP-W-B114-02-ME-B05-0034 ¦ CCP-W-B114-02-ME-B16-0035 ¦ T16182-YK00-P0LB-122073 ¦ GRT-YK09-P1H-300049 ¦ T14211-7318-02-ME-P99-001 ¦ SAU4005-G011-HYA-&EDA-04899 ¦ SAU4005-G011-HNY-&MDA-04971 ¦ SAU4005-G011-HNY-&MDA-04972 ¦ SAU4005-G011-HNY-&MDA-04973 ¦ SAU4005-G011-SND-&MDA-05089 ¦ SAU4005-G011-QMA-&MDA-05090 ¦ SAU4005-G011-HYA-&MDA-05151 ¦ SAU4005-G011-HYA-&EDA-05137 | HRSG - LOCAL INSTRUMENT DATASHEET & DRAWINGS ¦ HRSG - TRANSMITTER DATASHEET & DRAWINGS ¦ [DCR] Change HRSG Control valve drawings ¦ HRSG_Local Instrument Data Sheet/Drawings ¦ HRSG_Transmitter Data Sheet/Drawings ¦ HRSG_Power Distribution Panel and Junction Box Drawings ¦ HRSG_Instrument Air Header Drawing for Duct Burner System ¦ HRSG_I & C Architecture Drawing for Duct Burner System ¦ HRSG_SPEC. & DRAWING FOR VOC ANALYZER ¦ HRSG_CONTROL VALVE DATA SHEET & DRAWINGS ¦ HRSG_ TRANSMITTER DATA SHEET & DRAWINGS &CATALOG ¦ HRSG_JUNCTION BOX & INSTRUMENT RACK DRAWING ¦ HRSG - SPEC. & DRAWING FOR HOIST ¦ HRSG - HAZARDOUS AREA CLASSIFICATION SPECIFICATION & DRAWING FOR DUCT BURNER SYSTEM ¦ HRSG - SPEC. & DRAWING FOR STEAM DRUM ¦ HRSG - SPEC. & DRAWING FOR BLOWDOWN PUMP ¦ HRSG - SPEC. & DRAWING FOR SAFETY & RELIEF VALVE ¦ HRSG - SPEC. & DRAWING FOR STACK DAMPER ¦ HRSG - SPEC. & DRAWING FOR DEAERATOR & STORAGE TANK ¦ HRSG - POWER DISTRIBUTION PANEL DRAWINGS ¦ HRSG - MOV DATASHEET & DRAWINGS ¦ HRSG - CV DATASHEET & DRAWINGS ¦ HRSG - DESH. DATASHEET & DRAWINGS ¦ HRSG - CEMS DATASHEET & DRAWINGS ¦ HRSG - DRUM LEVEL GAUGE DATASHEET & DRAWINGS ¦ HRSG - FLOW ELEMENT DATASHEET & DRAWINGS ¦ HRSG - REMOTE DRUM LEVEL INDICATOR DATASHEET & DRAWINGS ¦ HRSG – PERPENDICULAR BAFFLE AND TIE PLATE ASSY DRAWINGS ¦ [HRSG]_SPEC. & DRAWING FOR STEAM DRUM ¦ [HRSG]_POWER DISTRIBUTION PANEL DRAWINGS ¦ [HRSG]_SPEC. & DRAWING FOR SAFETY & RELIEF VALVE ¦ [HRSG]_SPEC. & DRAWING FOR STACK DAMPER ¦ [HRSG]_MOV DATASHEET & DRAWINGS ¦ [HRSG]_CV DATASHEET & DRAWINGS ¦ [HRSG]_DESH. DATASHEET & DRAWINGS ¦ [HRSG]_CEMS DATASHEET & DRAWINGS ¦ [HRSG]_REMOTE DRUM LEVEL INDICATOR DATASHEET & DRAWINGS ¦ [HRSG]_ SPEC. & DRAWING FOR PREHEATER RECIRCULATION PUMP ¦ HRSG_MOV Data Sheet/Drawings ¦ HRSG_CV Data Sheet/Drawings ¦ HRSG_Desh. Data Sheet/Drawings ¦ HRSG_Drum Level Gauge Data Sheet/Drawings ¦ HRSG_Flow Element Data Sheet/Drawings ¦ HRSG_Remote Drum Level Indicator Datasheet/Drawings ¦ HRSG_CEMS Data Sheet/Drawings ¦ HRSG_SPEC. & DRAWING FOR SAFETY & RELIEF VALVE ¦ HRSG_SPEC. & DRAWING FOR STACK DAMPER ¦ HRSG_SPEC. & DRAWING FOR DEAERATOR, STORAGE TANK ¦ HRSG_SPEC. & DRAWING FOR CPH RECIRCULATION PUMP ¦ HRSG_Electric Actuator Specification & Drawing for Diverter & Guillotine Damper ¦ HRSG_Hoist Specification & Drawing for Diverter & Guillotine Damper ¦ HRSG_Fuel Gas Header Drawing for Duct Burner System ¦ HRSG_Ignition Gas Header Drawing for Duct Burner System ¦ HRSG_Cooling Air Header Drawing for Duct Burner System ¦ HRSG_Hazardous Area Classification Specification & Drawing for Duct Burner System ¦ HRSG_Manhole Cover for H.P Steam Drum ¦ HRSG_TYPICAL DRAWING FOR DRUM INSULATION ¦ HRSG_Power Distribution Panel Drawings ¦ HRSG_LP Drum Drawings ¦ HRSG_Spec. & Drawing of CEMS ¦ HRSG_HP Drum Drawings ¦ HRSG_Continuous Blowdown Tank Drawings ¦ HRSG_Atmospheric Blowdown Tank Drawings ¦ HRSG_Spec. & Drawing of Drain Pump ¦ HRSG_Spec. & Drawing of Exhaust Stack Damper ¦ HRSG_Spec. & Drawing of Deaerator ¦ HRSG_Spec. & Drawing of Hoist ¦ HRSG_Spec. & Drawing of Recirculation Pump ¦ HRSG_SPEC. & DRAWING FOR DESUPERHEATER ¦ HRSG_SPEC. & DRAWING FOR BLOW DOWN TANK ¦ HRSG_SPEC. & DRAWING FOR DEAERATOR ¦ HRSG_SPEC. & DRAWING FOR HOIST ¦ HRSG_SPEC. & DRAWING FOR RECIRCULATION PUMP ¦ HRSG_SPEC. & DRAWING FOR DIVERTER DAMPER ¦ HRSG_SPEC. & DRAWING FOR SCR ¦ AIG ARRAGEMENT DRAWING FOR HRSG SCR ¦ AMMONIA DISTRIBUTION HEADER DRAWING FOR HRSG SCR ¦ CATALYST DATA SHEET & DRAWING FOR HRSG SCR ¦ CATALYST BLOCK DRAWING FOR HRSG SCR ¦ EYE SHOWER DRAWING FOR HRSG SCR ¦ HRSG_SPEC. & DRAWING FOR CEMS ¦ HRSG_SPECIALTY DATA SHEET & DRAWING ¦ HRSG_MOV DATA SHEET & DRAWINGS ¦ HRSG LEVEL GAUGE DATA SHEET & DRAWINGS & CATALOG ¦ HRSG_REMOTE DRUM LEVEL INDICATOR DATASHEET/DRAWINGS CATALOG ¦ HRSG_ LOCAL GAUGE AND TEMPERATURE ELEMENT DATA SHEET&DRAWINGS &CATALOG ¦ HRSG_ LEVEL SWITCH DATA SHEET & DRAWINGS &CATALOG ¦ HRSG_ FLOW ELEMENT DATA SHEET & DRAWINGS &CATALOG ¦ HRSG_POWER DISTRIBUTION PANEL DRAWINGS ¦ HRSG_NAME PLATE DRAWING ¦ HRSG - SPECIALTY DRAWING FOR EXTERNAL PIPING ¦ [HRSG]_SPECIALTY DRAWING FOR EXTERNAL PIPING ¦ HRSG_SPECIALTY DRAWING FOR HRSG EXTERNAL PIPING ¦ HRSG_MANUAL VALVE LIST & DRAWINGS ¦ HRSG(V) - Flow Element Datasheet and Drawing ¦ HRSG(V) - Hot Gas Circulation Fan Data Sheet and Drawing ¦ HRSG(V) - Ammonia Supply Pump Data Sheet and Drawing ¦ HRSG(V) - Ammonia Unloading Pump Data Sheet and Drawing ¦ HRSG(V) - Elevator Data Sheet and Drawing ¦ HRSG(V) - Dehumidifier Data Sheet and Drawing ¦ HRSG(V) - Manual Valve Data Sheet and Drawings ¦ HRSG(V) - Main Steam Valve Data Sheet and Drawing | Included explicit flow element datasheet & drawings. ¦ Composite deliverable split: Data Sheet & Drawings separated by Standard MDL naming rule. ¦ Split combined 'Technical Data Sheet and Drawing' into separate Drawing; item supported by source title list.
449 | HRSG Vendor Document List | HRSG | Instrumentation & Control | Data Sheet | Plant General System | Instrument Rack | MOV | MOV Data Sheet | Vendor | Source-Grounded | Approved Source-Grounded | 5575 ¦ 6621 ¦ 5698 | R&N ¦ Fadhili ¦ Grati ¦ Karabatan ¦ Turkistan ¦ Ukudu | SAU4005-G011-HYA-&ELB-04932 ¦ SAU4005-G011-HYA-&EEC-04944 ¦ SAU4005-G011-HYA-&EDA-04896 ¦ SAU4005-G011-HYA-&EFC-04926 ¦ SAU4005-G011-HNY-&MDA-04963 ¦ SAU4005-G011-HNY-&MDA-04984 ¦ SAU4005-G011-HNE-&EDA-04993 ¦ SAU4005-G011-HHA-&MDA-05005 ¦ SAU4005-G011-HHA-&MLU-05020 ¦ SAU4005-G011-HAA-&MLU-04826 ¦ SAU4005-G011-HAX-&MDA-04837 ¦ SAU4005-G011-LCQ-&MDA-04838 ¦ SAU4005-G011-LBF-&MDA-04839 ¦ SAU4005-G011-HNE-&MDA-04840 ¦ SAU4005-G011-HAA-&MLU-04842 ¦ SAU4005-G011-HAY-&MDA-04844 ¦ SAU4005-G011-H__-&MDB-04850 ¦ SAU4005-G011-H__-&MDB-04851 ¦ SAU4005-G011-SMH-&MDA-04853 ¦ SAU4005-G011-LCP-&MDA-04854 ¦ SAU4005-G011-H__-&MTB-04856 ¦ SAU4005-G011-HYA-&EDA-04895 ¦ SAU4005-G011-HYA-&EDA-04898 ¦ SAU4005-G011-HYA-&EDA-04903 ¦ SAU4005-G011-HNE-&EDA-04929 ¦ SAU4005-G011-HYA-&EEC-04942 ¦ SAU4005-G011-HNY-&MDA-04964 ¦ SAU4005-G011-HNY-&MLU-04968 ¦ SAU4005-G011-HNY-&MLU-04970 ¦ SAU4005-G011-HNY-&MDA-04978 ¦ SAU4005-G011-HNY-&MDA-04985 ¦ SAU4005-G011-HNY-&MDA-04992 ¦ SAU4005-G011-HHA-&MDA-05021 ¦ SAU4005-G011-HHA-&MDA-05031 ¦ SAU4005-G011-HHA-&MDA-05032 ¦ SAU4005-G011-HHA-&MDA-05033 ¦ SAU4005-G011-HHA-&MDA-05034 ¦ SAU4005-G011-HNY-&MLU-05129 ¦ SAU4005-G011-HNY-&MLU-05133 ¦ SAU4005-G011-HNY-&MDA-05147 ¦ SAU4005-G011-HA_-&MPA-04880 ¦ SAU4005-G011-HNY-&MLU-05131 ¦ T16182-YT02-P0LB-122094 ¦ T16182-YT01-P0LB-122095 ¦ T14211-7318-02-ME-H21-101 ¦ T14211-7318-02-ME-H21-102 ¦ T14211-7318-02-ME-E14-001 ¦ T14211-7318-02-ME-B16-211 ¦ T14211-7318-02-ME-B16-213 ¦ T16182-YD00-P0LB-122006 ¦ T16182-CN00-P0LB-122040 ¦ T16182-YD00-P0LB-122049 ¦ T16182-YD00-P0LB-122050 ¦ T16182-YT01-P0LB-122051 ¦ T16182-YD00-P0LB-122052 ¦ T16182-YD00-P0LB-122054 ¦ T16182-YD00-P0LB-122056 ¦ T16182-VN02-P0LB-122089 ¦ T16182-VN02-P0LB-122090 ¦ T16182-YS00-P0LB-122091 ¦ T16182-YT01-P0LB-122093 ¦ T16182-YT01-P0LB-122096 ¦ T16182-YT01-P0LB-122097 ¦ T16182-YT01-P0LB-122098 ¦ T16182-UE00-P0LB-122111 ¦ GRT-YD00-P1H-300035 ¦ GRT-YD00-P1H-300037 ¦ GRT-YD00-P1H-300039 ¦ GRT-YD00-P1H-300040 ¦ GRT-YT01-P1H-300059 ¦ GRT-YT01-P1H-300060 ¦ GRT-YT01-P1H-300061 ¦ GRT-YT01-P1H-300063 ¦ GRT-YT02-P1H-300065 ¦ GRT-YT01-P1H-300069 ¦ T14211-7318-02-ME-P05-101 ¦ T14211-7318-02-ME-P05-102 ¦ T14211-7318-02-ME-P05-103 ¦ T14211-7318-02-ME-H21-103 ¦ T14211-7318-02-ME-H21-104 ¦ T14211-7318-02-ME-H21-105 ¦ T14211-7318-02-ME-H21-106 ¦ T14211-7318-02-ME-B16-011 ¦ T14211-7318-02-ME-B16-021 ¦ T14211-7318-02-ME-B16-041 ¦ T14211-7318-02-ME-B16-071 ¦ T14211-7318-02-ME-B16-107 ¦ T14211-7318-02-ME-B16-108 ¦ T14211-7318-02-ME-B16-208 ¦ T14211-7318-02-ME-B16-209 ¦ T14211-7318-02-ME-B16-210 ¦ T14211-7318-02-ME-B16-237 ¦ T14211-7318-02-ME-B05-106 ¦ T14211-7318-02-ME-B05-108 ¦ T14211-7318-02-ME-H05-001 ¦ CCP-W-B114-02-ME-B05-0023 ¦ CCP-W-B114-02-ME-H21-0081 ¦ CCP-W-B114-02-ME-B05-0015 ¦ CCP-W-B114-02-ME-B05-0021 ¦ CCP-W-B114-02-ME-B05-0022 ¦ CCP-W-B114-02-ME-B16-0028 ¦ CCP-W-B114-02-ME-B16-0030 ¦ CCP-W-B114-02-ME-B16-0032 ¦ CCP-W-B114-02-ME-B05-0034 ¦ CCP-W-B114-02-ME-B16-0035 ¦ T16182-YK00-P0LB-122073 ¦ GRT-YK09-P1H-300049 ¦ T14211-7318-02-ME-P99-001 ¦ SAU4005-G011-HYA-&EPC-04939 ¦ SAU4005-G011-HNY-&MDA-04960 ¦ SAU4005-G011-HHA-&MDA-05002 ¦ SAU4005-G011-HNE-&EPC-05106 ¦ SAU4005-G011-HNE-&EPA-05112 ¦ SAU4005-G011-HYA-&EPC-04892 ¦ SAU4005-G011-HYA-&EFP-04906 ¦ SAU4005-G011-HYA-&EDA-04919 ¦ SAU4005-G011-HYA-&EDA-04925 ¦ SAU4005-G011-HNY-&MDA-04976 ¦ SAU4005-G011-HHA-&MDA-05015 ¦ SAU4005-G011-HAN-&MLU-04830 ¦ SAU4005-G011-HA_-&MPD-04883 ¦ SAU4005-G011-HA_-&MPL-04885 ¦ SAU4005-G011-HYA-&EDA-04890 ¦ SAU4005-G011-HYA-&EFP-04907 ¦ SAU4005-G011-HYA-&EEC-04908 ¦ SAU4005-G011-HYA-&EFQ-04921 ¦ SAU4005-G011-HYA-&EFQ-04936 ¦ SAU4005-G011-HNY-&MFQ-04958 ¦ SAU4005-G011-HNY-&MDA-04982 ¦ SAU4005-G011-HNY-&MDA-04998 ¦ SAU4005-G011-HHA-&MFQ-05000 ¦ SAU4005-G011-HHA-&MDA-05019 ¦ SAU4005-G011-HHA-&MDA-05026 ¦ SAU4005-G011-HHA-&MDA-05029 ¦ SAU4005-G011-___-&BAB-05068 ¦ SAU4005-G011-HHA-&MDA-05096 ¦ SAU4005-G011-HNE-&EFP-05115 ¦ SAU4005-G011-HYA-&EDA-04891 ¦ SAU4005-G011-HYA-&EDA-04918 ¦ SAU4005-G011-HNY-&MDA-04991 ¦ SAU4005-G011-HHA-&MDA-05030 | HRSG(V) - Nozzle Orientation and Cable Route Drawing for CEMS ¦ HRSG(V) - Lighting and Small Power Distribution Panel Drawings ¦ HRSG(V) - Control Valve Data Sheet/Drawings ¦ HRSG(V) - PLC HMI Drawing for Diverter Damper ¦ HRSG(V) - Control Valve Data Sheet & Drawings for SCR ¦ HRSG(V) - Junction Box Drawing for SCR ¦ HRSG(V) - SPEC. & Drawing of Analyzer for SCR ¦ HRSG(V) - Control Valve Data Sheet & Drawings for Duct Burner ¦ HRSG(V) - Junction Box Drawing for Duct Burner ¦ HRSG(V) - Typical Drawing for Drum Insulation ¦ HRSG(V) - Desuperheater Data Sheet & Drawings ¦ HRSG(V) - Spec. & Drawing for Blowdown Tank Pump ¦ HRSG(V) - Spec. & Drawing for Safety & Relief Valve ¦ HRSG(V) - Spec. & Drawing for Stack Damper ¦ HRSG(V) - Spec. & Drawing for Deaerator ¦ HRSG(V) - Spec. & Drawing for Boiler Stress Evaluator System ¦ HRSG(V) - HPU Specification & Drawing for Diverter & Guillotine Damper ¦ HRSG(V) - Hoist Specification & Drawing for Diverter & Guillotine Damper ¦ HRSG(V) - Spec. & Drawing for Hoist ¦ HRSG(V) - Spec. & Drawing for Recirculation Pump ¦ HRSG(V) - Name Plate Drawing ¦ HRSG(V) - MOV Data Sheet/Drawings ¦ HRSG(V) - Drum Level Gauge Datasheet/Drawings ¦ HRSG(V) - Remote Drum Level Indicator Datasheet/Drawings ¦ HRSG(V) - SPEC. & Drawing for CEMS ¦ HRSG(V) - Power Distribution Panel Drawings ¦ HRSG(V) - Catalyst Data Sheet & Drawings for SCR ¦ HRSG(V) - Dilution Tank Drawing for SCR ¦ HRSG(V) - Ammonia Distribution Header Drawing ¦ HRSG(V) - SPECIAL ITEM LIST AND DRAWING FOR SCR ¦ HRSG(V) - Local Panel Drawing for SCR ¦ HRSG(V) - Valve Drawing for SCR ¦ HRSG(V) - Local Panel / Control Panel Drawing for Duct Burner ¦ HRSG(V) - Valve Drawing for Duct Burner ¦ HRSG(V) - SPEC. & Drawing of Flame Scanner for Duct Burner ¦ HRSG(V) - SPEC. & Drawing of Ignition Burner for Duct Burner ¦ HRSG(V) - Hazardous Area Classification Specification & Drawing for Duct Burner ¦ HRSG(V) - Measurement Socket Drawing for SCR ¦ HRSG(V) - Equipment Insulation Drawing for SCR ¦ HRSG(V) – Hot Gas Circulation Fan VFD Drawing for SCR ¦ HRSG(V) - Specialty List and Drawing for HRSG Piping ¦ HRSG(V) - Piping Insulation Drawing for SCR ¦ HRSG - LOCAL INSTRUMENT DATASHEET & DRAWINGS ¦ HRSG - TRANSMITTER DATASHEET & DRAWINGS ¦ [DCR] Change HRSG Control valve drawings ¦ HRSG_Local Instrument Data Sheet/Drawings ¦ HRSG_Transmitter Data Sheet/Drawings ¦ HRSG_Power Distribution Panel and Junction Box Drawings ¦ HRSG_Instrument Air Header Drawing for Duct Burner System ¦ HRSG_I & C Architecture Drawing for Duct Burner System ¦ HRSG_SPEC. & DRAWING FOR VOC ANALYZER ¦ HRSG_CONTROL VALVE DATA SHEET & DRAWINGS ¦ HRSG_ TRANSMITTER DATA SHEET & DRAWINGS &CATALOG ¦ HRSG_JUNCTION BOX & INSTRUMENT RACK DRAWING ¦ HRSG - SPEC. & DRAWING FOR HOIST ¦ HRSG - HAZARDOUS AREA CLASSIFICATION SPECIFICATION & DRAWING FOR DUCT BURNER SYSTEM ¦ HRSG - SPEC. & DRAWING FOR STEAM DRUM ¦ HRSG - SPEC. & DRAWING FOR BLOWDOWN PUMP ¦ HRSG - SPEC. & DRAWING FOR SAFETY & RELIEF VALVE ¦ HRSG - SPEC. & DRAWING FOR STACK DAMPER ¦ HRSG - SPEC. & DRAWING FOR DEAERATOR & STORAGE TANK ¦ HRSG - POWER DISTRIBUTION PANEL DRAWINGS ¦ HRSG - MOV DATASHEET & DRAWINGS ¦ HRSG - CV DATASHEET & DRAWINGS ¦ HRSG - DESH. DATASHEET & DRAWINGS ¦ HRSG - CEMS DATASHEET & DRAWINGS ¦ HRSG - DRUM LEVEL GAUGE DATASHEET & DRAWINGS ¦ HRSG - FLOW ELEMENT DATASHEET & DRAWINGS ¦ HRSG - REMOTE DRUM LEVEL INDICATOR DATASHEET & DRAWINGS ¦ HRSG – PERPENDICULAR BAFFLE AND TIE PLATE ASSY DRAWINGS ¦ [HRSG]_SPEC. & DRAWING FOR STEAM DRUM ¦ [HRSG]_POWER DISTRIBUTION PANEL DRAWINGS ¦ [HRSG]_SPEC. & DRAWING FOR SAFETY & RELIEF VALVE ¦ [HRSG]_SPEC. & DRAWING FOR STACK DAMPER ¦ [HRSG]_MOV DATASHEET & DRAWINGS ¦ [HRSG]_CV DATASHEET & DRAWINGS ¦ [HRSG]_DESH. DATASHEET & DRAWINGS ¦ [HRSG]_CEMS DATASHEET & DRAWINGS ¦ [HRSG]_REMOTE DRUM LEVEL INDICATOR DATASHEET & DRAWINGS ¦ [HRSG]_ SPEC. & DRAWING FOR PREHEATER RECIRCULATION PUMP ¦ HRSG_MOV Data Sheet/Drawings ¦ HRSG_CV Data Sheet/Drawings ¦ HRSG_Desh. Data Sheet/Drawings ¦ HRSG_Drum Level Gauge Data Sheet/Drawings ¦ HRSG_Flow Element Data Sheet/Drawings ¦ HRSG_Remote Drum Level Indicator Datasheet/Drawings ¦ HRSG_CEMS Data Sheet/Drawings ¦ HRSG_SPEC. & DRAWING FOR SAFETY & RELIEF VALVE ¦ HRSG_SPEC. & DRAWING FOR STACK DAMPER ¦ HRSG_SPEC. & DRAWING FOR DEAERATOR, STORAGE TANK ¦ HRSG_SPEC. & DRAWING FOR CPH RECIRCULATION PUMP ¦ HRSG_Electric Actuator Specification & Drawing for Diverter & Guillotine Damper ¦ HRSG_Hoist Specification & Drawing for Diverter & Guillotine Damper ¦ HRSG_Fuel Gas Header Drawing for Duct Burner System ¦ HRSG_Ignition Gas Header Drawing for Duct Burner System ¦ HRSG_Cooling Air Header Drawing for Duct Burner System ¦ HRSG_Hazardous Area Classification Specification & Drawing for Duct Burner System ¦ HRSG_Manhole Cover for H.P Steam Drum ¦ HRSG_TYPICAL DRAWING FOR DRUM INSULATION ¦ HRSG_Power Distribution Panel Drawings ¦ HRSG_LP Drum Drawings ¦ HRSG_Spec. & Drawing of CEMS ¦ HRSG_HP Drum Drawings ¦ HRSG_Continuous Blowdown Tank Drawings ¦ HRSG_Atmospheric Blowdown Tank Drawings ¦ HRSG_Spec. & Drawing of Drain Pump ¦ HRSG_Spec. & Drawing of Exhaust Stack Damper ¦ HRSG_Spec. & Drawing of Deaerator ¦ HRSG_Spec. & Drawing of Hoist ¦ HRSG_Spec. & Drawing of Recirculation Pump ¦ HRSG_SPEC. & DRAWING FOR DESUPERHEATER ¦ HRSG_SPEC. & DRAWING FOR BLOW DOWN TANK ¦ HRSG_SPEC. & DRAWING FOR DEAERATOR ¦ HRSG_SPEC. & DRAWING FOR HOIST ¦ HRSG_SPEC. & DRAWING FOR RECIRCULATION PUMP ¦ HRSG_SPEC. & DRAWING FOR DIVERTER DAMPER ¦ HRSG_SPEC. & DRAWING FOR SCR ¦ AIG ARRAGEMENT DRAWING FOR HRSG SCR ¦ AMMONIA DISTRIBUTION HEADER DRAWING FOR HRSG SCR ¦ CATALYST DATA SHEET & DRAWING FOR HRSG SCR ¦ CATALYST BLOCK DRAWING FOR HRSG SCR ¦ EYE SHOWER DRAWING FOR HRSG SCR ¦ HRSG_SPEC. & DRAWING FOR CEMS ¦ HRSG_SPECIALTY DATA SHEET & DRAWING ¦ HRSG_MOV DATA SHEET & DRAWINGS ¦ HRSG LEVEL GAUGE DATA SHEET & DRAWINGS & CATALOG ¦ HRSG_REMOTE DRUM LEVEL INDICATOR DATASHEET/DRAWINGS CATALOG ¦ HRSG_ LOCAL GAUGE AND TEMPERATURE ELEMENT DATA SHEET&DRAWINGS &CATALOG ¦ HRSG_ LEVEL SWITCH DATA SHEET & DRAWINGS &CATALOG ¦ HRSG_ FLOW ELEMENT DATA SHEET & DRAWINGS &CATALOG ¦ HRSG_POWER DISTRIBUTION PANEL DRAWINGS ¦ HRSG_NAME PLATE DRAWING ¦ HRSG - SPECIALTY DRAWING FOR EXTERNAL PIPING ¦ [HRSG]_SPECIALTY DRAWING FOR EXTERNAL PIPING ¦ HRSG_SPECIALTY DRAWING FOR HRSG EXTERNAL PIPING ¦ HRSG_MANUAL VALVE LIST & DRAWINGS ¦ HRSG(V) - Electrical Load List ¦ HRSG(V) - Cable List for SCR ¦ HRSG(V) - Cable List for Duct Burner ¦ HRSG(V) - CEMS Electrical Load List ¦ HRSG(V) - CEMS Cable list ¦ HRSG(V) - Instrument List ¦ HRSG(V) - DCS I/O List ¦ HRSG(V) - Instrument List for Diverter & Guillotine Damper ¦ HRSG(V) - PLC I/O List for Diverter Damper (include Datalink IO list) ¦ HRSG(V) - Instrument List for SCR ¦ HRSG(V) - Instrument List for Duct Burner ¦ HRSG(V) - Vent & Drain Line (Module /Field weld) ¦ HRSG(V) - Line List ¦ HRSG(V) - Terminal Point List ¦ HRSG(V) - MOV List ¦ HRSG(V) - Alarm Set Point List ¦ HRSG(V) - Utility Consumption List ¦ HRSG(V) - Alarm and Trip Setting List for Diverter & Guillotine Damper ¦ HRSG(V) - Alarm and Trip Setting List for for CEMS ¦ HRSG(V) - Alarm and Trip Setting List for SCR ¦ HRSG(V) - Line List for SCR ¦ HRSG(V) - I/O List for SCR ¦ HRSG(V) - Alarm and Trip Setting List for Duct Burner ¦ HRSG(V) - Line List for Duct Burner ¦ HRSG(V) - BMS Communication List ¦ HRSG(V) - I/O List for DUCT BURNER ¦ HRSG(V) - Equipment List ¦ HRSG(V) - BMS IO List ¦ HRSG(V) - CEMS I/O Signals exchange List ¦ HRSG(V) - Control Valve List ¦ HRSG(V) - Valve List for Diverter & Guillotine Damper ¦ HRSG(V) - Valve List for SCR ¦ HRSG(V) - Valve List for Duct Burner | Merged MOV datasheet/drawing references and MOV list context into a standard MOV datasheet/drawing deliverable. ¦ Composite deliverable split: Data Sheet & Drawings separated by Standard MDL naming rule.
450 | HRSG Vendor Document List | HRSG | Instrumentation & Control | Drawing | Plant General System | Instrument Rack | MOV | MOV Drawing | Vendor | Source-Grounded | Approved Source-Grounded | 5575 ¦ 6621 ¦ 5698 | R&N ¦ Fadhili ¦ Grati ¦ Karabatan ¦ Turkistan ¦ Ukudu | SAU4005-G011-HYA-&ELB-04932 ¦ SAU4005-G011-HYA-&EEC-04944 ¦ SAU4005-G011-HYA-&EDA-04896 ¦ SAU4005-G011-HYA-&EFC-04926 ¦ SAU4005-G011-HNY-&MDA-04963 ¦ SAU4005-G011-HNY-&MDA-04984 ¦ SAU4005-G011-HNE-&EDA-04993 ¦ SAU4005-G011-HHA-&MDA-05005 ¦ SAU4005-G011-HHA-&MLU-05020 ¦ SAU4005-G011-HAA-&MLU-04826 ¦ SAU4005-G011-HAX-&MDA-04837 ¦ SAU4005-G011-LCQ-&MDA-04838 ¦ SAU4005-G011-LBF-&MDA-04839 ¦ SAU4005-G011-HNE-&MDA-04840 ¦ SAU4005-G011-HAA-&MLU-04842 ¦ SAU4005-G011-HAY-&MDA-04844 ¦ SAU4005-G011-H__-&MDB-04850 ¦ SAU4005-G011-H__-&MDB-04851 ¦ SAU4005-G011-SMH-&MDA-04853 ¦ SAU4005-G011-LCP-&MDA-04854 ¦ SAU4005-G011-H__-&MTB-04856 ¦ SAU4005-G011-HYA-&EDA-04895 ¦ SAU4005-G011-HYA-&EDA-04898 ¦ SAU4005-G011-HYA-&EDA-04903 ¦ SAU4005-G011-HNE-&EDA-04929 ¦ SAU4005-G011-HYA-&EEC-04942 ¦ SAU4005-G011-HNY-&MDA-04964 ¦ SAU4005-G011-HNY-&MLU-04968 ¦ SAU4005-G011-HNY-&MLU-04970 ¦ SAU4005-G011-HNY-&MDA-04978 ¦ SAU4005-G011-HNY-&MDA-04985 ¦ SAU4005-G011-HNY-&MDA-04992 ¦ SAU4005-G011-HHA-&MDA-05021 ¦ SAU4005-G011-HHA-&MDA-05031 ¦ SAU4005-G011-HHA-&MDA-05032 ¦ SAU4005-G011-HHA-&MDA-05033 ¦ SAU4005-G011-HHA-&MDA-05034 ¦ SAU4005-G011-HNY-&MLU-05129 ¦ SAU4005-G011-HNY-&MLU-05133 ¦ SAU4005-G011-HNY-&MDA-05147 ¦ SAU4005-G011-HA_-&MPA-04880 ¦ SAU4005-G011-HNY-&MLU-05131 ¦ T16182-YT02-P0LB-122094 ¦ T16182-YT01-P0LB-122095 ¦ T14211-7318-02-ME-H21-101 ¦ T14211-7318-02-ME-H21-102 ¦ T14211-7318-02-ME-E14-001 ¦ T14211-7318-02-ME-B16-211 ¦ T14211-7318-02-ME-B16-213 ¦ T16182-YD00-P0LB-122006 ¦ T16182-CN00-P0LB-122040 ¦ T16182-YD00-P0LB-122049 ¦ T16182-YD00-P0LB-122050 ¦ T16182-YT01-P0LB-122051 ¦ T16182-YD00-P0LB-122052 ¦ T16182-YD00-P0LB-122054 ¦ T16182-YD00-P0LB-122056 ¦ T16182-VN02-P0LB-122089 ¦ T16182-VN02-P0LB-122090 ¦ T16182-YS00-P0LB-122091 ¦ T16182-YT01-P0LB-122093 ¦ T16182-YT01-P0LB-122096 ¦ T16182-YT01-P0LB-122097 ¦ T16182-YT01-P0LB-122098 ¦ T16182-UE00-P0LB-122111 ¦ GRT-YD00-P1H-300035 ¦ GRT-YD00-P1H-300037 ¦ GRT-YD00-P1H-300039 ¦ GRT-YD00-P1H-300040 ¦ GRT-YT01-P1H-300059 ¦ GRT-YT01-P1H-300060 ¦ GRT-YT01-P1H-300061 ¦ GRT-YT01-P1H-300063 ¦ GRT-YT02-P1H-300065 ¦ GRT-YT01-P1H-300069 ¦ T14211-7318-02-ME-P05-101 ¦ T14211-7318-02-ME-P05-102 ¦ T14211-7318-02-ME-P05-103 ¦ T14211-7318-02-ME-H21-103 ¦ T14211-7318-02-ME-H21-104 ¦ T14211-7318-02-ME-H21-105 ¦ T14211-7318-02-ME-H21-106 ¦ T14211-7318-02-ME-B16-011 ¦ T14211-7318-02-ME-B16-021 ¦ T14211-7318-02-ME-B16-041 ¦ T14211-7318-02-ME-B16-071 ¦ T14211-7318-02-ME-B16-107 ¦ T14211-7318-02-ME-B16-108 ¦ T14211-7318-02-ME-B16-208 ¦ T14211-7318-02-ME-B16-209 ¦ T14211-7318-02-ME-B16-210 ¦ T14211-7318-02-ME-B16-237 ¦ T14211-7318-02-ME-B05-106 ¦ T14211-7318-02-ME-B05-108 ¦ T14211-7318-02-ME-H05-001 ¦ CCP-W-B114-02-ME-B05-0023 ¦ CCP-W-B114-02-ME-H21-0081 ¦ CCP-W-B114-02-ME-B05-0015 ¦ CCP-W-B114-02-ME-B05-0021 ¦ CCP-W-B114-02-ME-B05-0022 ¦ CCP-W-B114-02-ME-B16-0028 ¦ CCP-W-B114-02-ME-B16-0030 ¦ CCP-W-B114-02-ME-B16-0032 ¦ CCP-W-B114-02-ME-B05-0034 ¦ CCP-W-B114-02-ME-B16-0035 ¦ T16182-YK00-P0LB-122073 ¦ GRT-YK09-P1H-300049 ¦ T14211-7318-02-ME-P99-001 ¦ SAU4005-G011-HYA-&EPC-04939 ¦ SAU4005-G011-HNY-&MDA-04960 ¦ SAU4005-G011-HHA-&MDA-05002 ¦ SAU4005-G011-HNE-&EPC-05106 ¦ SAU4005-G011-HNE-&EPA-05112 ¦ SAU4005-G011-HYA-&EPC-04892 ¦ SAU4005-G011-HYA-&EFP-04906 ¦ SAU4005-G011-HYA-&EDA-04919 ¦ SAU4005-G011-HYA-&EDA-04925 ¦ SAU4005-G011-HNY-&MDA-04976 ¦ SAU4005-G011-HHA-&MDA-05015 ¦ SAU4005-G011-HAN-&MLU-04830 ¦ SAU4005-G011-HA_-&MPD-04883 ¦ SAU4005-G011-HA_-&MPL-04885 ¦ SAU4005-G011-HYA-&EDA-04890 ¦ SAU4005-G011-HYA-&EFP-04907 ¦ SAU4005-G011-HYA-&EEC-04908 ¦ SAU4005-G011-HYA-&EFQ-04921 ¦ SAU4005-G011-HYA-&EFQ-04936 ¦ SAU4005-G011-HNY-&MFQ-04958 ¦ SAU4005-G011-HNY-&MDA-04982 ¦ SAU4005-G011-HNY-&MDA-04998 ¦ SAU4005-G011-HHA-&MFQ-05000 ¦ SAU4005-G011-HHA-&MDA-05019 ¦ SAU4005-G011-HHA-&MDA-05026 ¦ SAU4005-G011-HHA-&MDA-05029 ¦ SAU4005-G011-___-&BAB-05068 ¦ SAU4005-G011-HHA-&MDA-05096 ¦ SAU4005-G011-HNE-&EFP-05115 ¦ SAU4005-G011-HYA-&EDA-04891 ¦ SAU4005-G011-HYA-&EDA-04918 ¦ SAU4005-G011-HNY-&MDA-04991 ¦ SAU4005-G011-HHA-&MDA-05030 | HRSG(V) - Nozzle Orientation and Cable Route Drawing for CEMS ¦ HRSG(V) - Lighting and Small Power Distribution Panel Drawings ¦ HRSG(V) - Control Valve Data Sheet/Drawings ¦ HRSG(V) - PLC HMI Drawing for Diverter Damper ¦ HRSG(V) - Control Valve Data Sheet & Drawings for SCR ¦ HRSG(V) - Junction Box Drawing for SCR ¦ HRSG(V) - SPEC. & Drawing of Analyzer for SCR ¦ HRSG(V) - Control Valve Data Sheet & Drawings for Duct Burner ¦ HRSG(V) - Junction Box Drawing for Duct Burner ¦ HRSG(V) - Typical Drawing for Drum Insulation ¦ HRSG(V) - Desuperheater Data Sheet & Drawings ¦ HRSG(V) - Spec. & Drawing for Blowdown Tank Pump ¦ HRSG(V) - Spec. & Drawing for Safety & Relief Valve ¦ HRSG(V) - Spec. & Drawing for Stack Damper ¦ HRSG(V) - Spec. & Drawing for Deaerator ¦ HRSG(V) - Spec. & Drawing for Boiler Stress Evaluator System ¦ HRSG(V) - HPU Specification & Drawing for Diverter & Guillotine Damper ¦ HRSG(V) - Hoist Specification & Drawing for Diverter & Guillotine Damper ¦ HRSG(V) - Spec. & Drawing for Hoist ¦ HRSG(V) - Spec. & Drawing for Recirculation Pump ¦ HRSG(V) - Name Plate Drawing ¦ HRSG(V) - MOV Data Sheet/Drawings ¦ HRSG(V) - Drum Level Gauge Datasheet/Drawings ¦ HRSG(V) - Remote Drum Level Indicator Datasheet/Drawings ¦ HRSG(V) - SPEC. & Drawing for CEMS ¦ HRSG(V) - Power Distribution Panel Drawings ¦ HRSG(V) - Catalyst Data Sheet & Drawings for SCR ¦ HRSG(V) - Dilution Tank Drawing for SCR ¦ HRSG(V) - Ammonia Distribution Header Drawing ¦ HRSG(V) - SPECIAL ITEM LIST AND DRAWING FOR SCR ¦ HRSG(V) - Local Panel Drawing for SCR ¦ HRSG(V) - Valve Drawing for SCR ¦ HRSG(V) - Local Panel / Control Panel Drawing for Duct Burner ¦ HRSG(V) - Valve Drawing for Duct Burner ¦ HRSG(V) - SPEC. & Drawing of Flame Scanner for Duct Burner ¦ HRSG(V) - SPEC. & Drawing of Ignition Burner for Duct Burner ¦ HRSG(V) - Hazardous Area Classification Specification & Drawing for Duct Burner ¦ HRSG(V) - Measurement Socket Drawing for SCR ¦ HRSG(V) - Equipment Insulation Drawing for SCR ¦ HRSG(V) – Hot Gas Circulation Fan VFD Drawing for SCR ¦ HRSG(V) - Specialty List and Drawing for HRSG Piping ¦ HRSG(V) - Piping Insulation Drawing for SCR ¦ HRSG - LOCAL INSTRUMENT DATASHEET & DRAWINGS ¦ HRSG - TRANSMITTER DATASHEET & DRAWINGS ¦ [DCR] Change HRSG Control valve drawings ¦ HRSG_Local Instrument Data Sheet/Drawings ¦ HRSG_Transmitter Data Sheet/Drawings ¦ HRSG_Power Distribution Panel and Junction Box Drawings ¦ HRSG_Instrument Air Header Drawing for Duct Burner System ¦ HRSG_I & C Architecture Drawing for Duct Burner System ¦ HRSG_SPEC. & DRAWING FOR VOC ANALYZER ¦ HRSG_CONTROL VALVE DATA SHEET & DRAWINGS ¦ HRSG_ TRANSMITTER DATA SHEET & DRAWINGS &CATALOG ¦ HRSG_JUNCTION BOX & INSTRUMENT RACK DRAWING ¦ HRSG - SPEC. & DRAWING FOR HOIST ¦ HRSG - HAZARDOUS AREA CLASSIFICATION SPECIFICATION & DRAWING FOR DUCT BURNER SYSTEM ¦ HRSG - SPEC. & DRAWING FOR STEAM DRUM ¦ HRSG - SPEC. & DRAWING FOR BLOWDOWN PUMP ¦ HRSG - SPEC. & DRAWING FOR SAFETY & RELIEF VALVE ¦ HRSG - SPEC. & DRAWING FOR STACK DAMPER ¦ HRSG - SPEC. & DRAWING FOR DEAERATOR & STORAGE TANK ¦ HRSG - POWER DISTRIBUTION PANEL DRAWINGS ¦ HRSG - MOV DATASHEET & DRAWINGS ¦ HRSG - CV DATASHEET & DRAWINGS ¦ HRSG - DESH. DATASHEET & DRAWINGS ¦ HRSG - CEMS DATASHEET & DRAWINGS ¦ HRSG - DRUM LEVEL GAUGE DATASHEET & DRAWINGS ¦ HRSG - FLOW ELEMENT DATASHEET & DRAWINGS ¦ HRSG - REMOTE DRUM LEVEL INDICATOR DATASHEET & DRAWINGS ¦ HRSG – PERPENDICULAR BAFFLE AND TIE PLATE ASSY DRAWINGS ¦ [HRSG]_SPEC. & DRAWING FOR STEAM DRUM ¦ [HRSG]_POWER DISTRIBUTION PANEL DRAWINGS ¦ [HRSG]_SPEC. & DRAWING FOR SAFETY & RELIEF VALVE ¦ [HRSG]_SPEC. & DRAWING FOR STACK DAMPER ¦ [HRSG]_MOV DATASHEET & DRAWINGS ¦ [HRSG]_CV DATASHEET & DRAWINGS ¦ [HRSG]_DESH. DATASHEET & DRAWINGS ¦ [HRSG]_CEMS DATASHEET & DRAWINGS ¦ [HRSG]_REMOTE DRUM LEVEL INDICATOR DATASHEET & DRAWINGS ¦ [HRSG]_ SPEC. & DRAWING FOR PREHEATER RECIRCULATION PUMP ¦ HRSG_MOV Data Sheet/Drawings ¦ HRSG_CV Data Sheet/Drawings ¦ HRSG_Desh. Data Sheet/Drawings ¦ HRSG_Drum Level Gauge Data Sheet/Drawings ¦ HRSG_Flow Element Data Sheet/Drawings ¦ HRSG_Remote Drum Level Indicator Datasheet/Drawings ¦ HRSG_CEMS Data Sheet/Drawings ¦ HRSG_SPEC. & DRAWING FOR SAFETY & RELIEF VALVE ¦ HRSG_SPEC. & DRAWING FOR STACK DAMPER ¦ HRSG_SPEC. & DRAWING FOR DEAERATOR, STORAGE TANK ¦ HRSG_SPEC. & DRAWING FOR CPH RECIRCULATION PUMP ¦ HRSG_Electric Actuator Specification & Drawing for Diverter & Guillotine Damper ¦ HRSG_Hoist Specification & Drawing for Diverter & Guillotine Damper ¦ HRSG_Fuel Gas Header Drawing for Duct Burner System ¦ HRSG_Ignition Gas Header Drawing for Duct Burner System ¦ HRSG_Cooling Air Header Drawing for Duct Burner System ¦ HRSG_Hazardous Area Classification Specification & Drawing for Duct Burner System ¦ HRSG_Manhole Cover for H.P Steam Drum ¦ HRSG_TYPICAL DRAWING FOR DRUM INSULATION ¦ HRSG_Power Distribution Panel Drawings ¦ HRSG_LP Drum Drawings ¦ HRSG_Spec. & Drawing of CEMS ¦ HRSG_HP Drum Drawings ¦ HRSG_Continuous Blowdown Tank Drawings ¦ HRSG_Atmospheric Blowdown Tank Drawings ¦ HRSG_Spec. & Drawing of Drain Pump ¦ HRSG_Spec. & Drawing of Exhaust Stack Damper ¦ HRSG_Spec. & Drawing of Deaerator ¦ HRSG_Spec. & Drawing of Hoist ¦ HRSG_Spec. & Drawing of Recirculation Pump ¦ HRSG_SPEC. & DRAWING FOR DESUPERHEATER ¦ HRSG_SPEC. & DRAWING FOR BLOW DOWN TANK ¦ HRSG_SPEC. & DRAWING FOR DEAERATOR ¦ HRSG_SPEC. & DRAWING FOR HOIST ¦ HRSG_SPEC. & DRAWING FOR RECIRCULATION PUMP ¦ HRSG_SPEC. & DRAWING FOR DIVERTER DAMPER ¦ HRSG_SPEC. & DRAWING FOR SCR ¦ AIG ARRAGEMENT DRAWING FOR HRSG SCR ¦ AMMONIA DISTRIBUTION HEADER DRAWING FOR HRSG SCR ¦ CATALYST DATA SHEET & DRAWING FOR HRSG SCR ¦ CATALYST BLOCK DRAWING FOR HRSG SCR ¦ EYE SHOWER DRAWING FOR HRSG SCR ¦ HRSG_SPEC. & DRAWING FOR CEMS ¦ HRSG_SPECIALTY DATA SHEET & DRAWING ¦ HRSG_MOV DATA SHEET & DRAWINGS ¦ HRSG LEVEL GAUGE DATA SHEET & DRAWINGS & CATALOG ¦ HRSG_REMOTE DRUM LEVEL INDICATOR DATASHEET/DRAWINGS CATALOG ¦ HRSG_ LOCAL GAUGE AND TEMPERATURE ELEMENT DATA SHEET&DRAWINGS &CATALOG ¦ HRSG_ LEVEL SWITCH DATA SHEET & DRAWINGS &CATALOG ¦ HRSG_ FLOW ELEMENT DATA SHEET & DRAWINGS &CATALOG ¦ HRSG_POWER DISTRIBUTION PANEL DRAWINGS ¦ HRSG_NAME PLATE DRAWING ¦ HRSG - SPECIALTY DRAWING FOR EXTERNAL PIPING ¦ [HRSG]_SPECIALTY DRAWING FOR EXTERNAL PIPING ¦ HRSG_SPECIALTY DRAWING FOR HRSG EXTERNAL PIPING ¦ HRSG_MANUAL VALVE LIST & DRAWINGS ¦ HRSG(V) - Electrical Load List ¦ HRSG(V) - Cable List for SCR ¦ HRSG(V) - Cable List for Duct Burner ¦ HRSG(V) - CEMS Electrical Load List ¦ HRSG(V) - CEMS Cable list ¦ HRSG(V) - Instrument List ¦ HRSG(V) - DCS I/O List ¦ HRSG(V) - Instrument List for Diverter & Guillotine Damper ¦ HRSG(V) - PLC I/O List for Diverter Damper (include Datalink IO list) ¦ HRSG(V) - Instrument List for SCR ¦ HRSG(V) - Instrument List for Duct Burner ¦ HRSG(V) - Vent & Drain Line (Module /Field weld) ¦ HRSG(V) - Line List ¦ HRSG(V) - Terminal Point List ¦ HRSG(V) - MOV List ¦ HRSG(V) - Alarm Set Point List ¦ HRSG(V) - Utility Consumption List ¦ HRSG(V) - Alarm and Trip Setting List for Diverter & Guillotine Damper ¦ HRSG(V) - Alarm and Trip Setting List for for CEMS ¦ HRSG(V) - Alarm and Trip Setting List for SCR ¦ HRSG(V) - Line List for SCR ¦ HRSG(V) - I/O List for SCR ¦ HRSG(V) - Alarm and Trip Setting List for Duct Burner ¦ HRSG(V) - Line List for Duct Burner ¦ HRSG(V) - BMS Communication List ¦ HRSG(V) - I/O List for DUCT BURNER ¦ HRSG(V) - Equipment List ¦ HRSG(V) - BMS IO List ¦ HRSG(V) - CEMS I/O Signals exchange List ¦ HRSG(V) - Control Valve List ¦ HRSG(V) - Valve List for Diverter & Guillotine Damper ¦ HRSG(V) - Valve List for SCR ¦ HRSG(V) - Valve List for Duct Burner | Merged MOV datasheet/drawing references and MOV list context into a standard MOV datasheet/drawing deliverable. ¦ Composite deliverable split: Data Sheet & Drawings separated by Standard MDL naming rule.
451 | HRSG Vendor Document List | HRSG | Instrumentation & Control | Drawing | Plant General System | Instrument Rack | Safety & Relief Valve | Safety & Relief Valve Specification & Drawing | Vendor | Source-Grounded | Approved Source-Grounded | 5575 ¦ 6621 | R&N ¦ Fadhili ¦ Grati ¦ Karabatan ¦ Turkistan ¦ Ukudu | SAU4005-G011-HYA-&ELB-04932 ¦ SAU4005-G011-HYA-&EEC-04944 ¦ SAU4005-G011-HYA-&EDA-04896 ¦ SAU4005-G011-HYA-&EFC-04926 ¦ SAU4005-G011-HNY-&MDA-04963 ¦ SAU4005-G011-HNY-&MDA-04984 ¦ SAU4005-G011-HNE-&EDA-04993 ¦ SAU4005-G011-HHA-&MDA-05005 ¦ SAU4005-G011-HHA-&MLU-05020 ¦ SAU4005-G011-HAA-&MLU-04826 ¦ SAU4005-G011-HAX-&MDA-04837 ¦ SAU4005-G011-LCQ-&MDA-04838 ¦ SAU4005-G011-LBF-&MDA-04839 ¦ SAU4005-G011-HNE-&MDA-04840 ¦ SAU4005-G011-HAA-&MLU-04842 ¦ SAU4005-G011-HAY-&MDA-04844 ¦ SAU4005-G011-H__-&MDB-04850 ¦ SAU4005-G011-H__-&MDB-04851 ¦ SAU4005-G011-SMH-&MDA-04853 ¦ SAU4005-G011-LCP-&MDA-04854 ¦ SAU4005-G011-H__-&MTB-04856 ¦ SAU4005-G011-HYA-&EDA-04895 ¦ SAU4005-G011-HYA-&EDA-04898 ¦ SAU4005-G011-HYA-&EDA-04903 ¦ SAU4005-G011-HNE-&EDA-04929 ¦ SAU4005-G011-HYA-&EEC-04942 ¦ SAU4005-G011-HNY-&MDA-04964 ¦ SAU4005-G011-HNY-&MLU-04968 ¦ SAU4005-G011-HNY-&MLU-04970 ¦ SAU4005-G011-HNY-&MDA-04978 ¦ SAU4005-G011-HNY-&MDA-04985 ¦ SAU4005-G011-HNY-&MDA-04992 ¦ SAU4005-G011-HHA-&MDA-05021 ¦ SAU4005-G011-HHA-&MDA-05031 ¦ SAU4005-G011-HHA-&MDA-05032 ¦ SAU4005-G011-HHA-&MDA-05033 ¦ SAU4005-G011-HHA-&MDA-05034 ¦ SAU4005-G011-HNY-&MLU-05129 ¦ SAU4005-G011-HNY-&MLU-05133 ¦ SAU4005-G011-HNY-&MDA-05147 ¦ SAU4005-G011-HA_-&MPA-04880 ¦ SAU4005-G011-HNY-&MLU-05131 ¦ T16182-YT02-P0LB-122094 ¦ T16182-YT01-P0LB-122095 ¦ T14211-7318-02-ME-H21-101 ¦ T14211-7318-02-ME-H21-102 ¦ T14211-7318-02-ME-E14-001 ¦ T14211-7318-02-ME-B16-211 ¦ T14211-7318-02-ME-B16-213 ¦ T16182-YD00-P0LB-122006 ¦ T16182-CN00-P0LB-122040 ¦ T16182-YD00-P0LB-122049 ¦ T16182-YD00-P0LB-122050 ¦ T16182-YT01-P0LB-122051 ¦ T16182-YD00-P0LB-122052 ¦ T16182-YD00-P0LB-122054 ¦ T16182-YD00-P0LB-122056 ¦ T16182-VN02-P0LB-122089 ¦ T16182-VN02-P0LB-122090 ¦ T16182-YS00-P0LB-122091 ¦ T16182-YT01-P0LB-122093 ¦ T16182-YT01-P0LB-122096 ¦ T16182-YT01-P0LB-122097 ¦ T16182-YT01-P0LB-122098 ¦ T16182-UE00-P0LB-122111 ¦ GRT-YD00-P1H-300035 ¦ GRT-YD00-P1H-300037 ¦ GRT-YD00-P1H-300039 ¦ GRT-YD00-P1H-300040 ¦ GRT-YT01-P1H-300059 ¦ GRT-YT01-P1H-300060 ¦ GRT-YT01-P1H-300061 ¦ GRT-YT01-P1H-300063 ¦ GRT-YT02-P1H-300065 ¦ GRT-YT01-P1H-300069 ¦ T14211-7318-02-ME-P05-101 ¦ T14211-7318-02-ME-P05-102 ¦ T14211-7318-02-ME-P05-103 ¦ T14211-7318-02-ME-H21-103 ¦ T14211-7318-02-ME-H21-104 ¦ T14211-7318-02-ME-H21-105 ¦ T14211-7318-02-ME-H21-106 ¦ T14211-7318-02-ME-B16-011 ¦ T14211-7318-02-ME-B16-021 ¦ T14211-7318-02-ME-B16-041 ¦ T14211-7318-02-ME-B16-071 ¦ T14211-7318-02-ME-B16-107 ¦ T14211-7318-02-ME-B16-108 ¦ T14211-7318-02-ME-B16-208 ¦ T14211-7318-02-ME-B16-209 ¦ T14211-7318-02-ME-B16-210 ¦ T14211-7318-02-ME-B16-237 ¦ T14211-7318-02-ME-B05-106 ¦ T14211-7318-02-ME-B05-108 ¦ T14211-7318-02-ME-H05-001 ¦ CCP-W-B114-02-ME-B05-0023 ¦ CCP-W-B114-02-ME-H21-0081 ¦ CCP-W-B114-02-ME-B05-0015 ¦ CCP-W-B114-02-ME-B05-0021 ¦ CCP-W-B114-02-ME-B05-0022 ¦ CCP-W-B114-02-ME-B16-0028 ¦ CCP-W-B114-02-ME-B16-0030 ¦ CCP-W-B114-02-ME-B16-0032 ¦ CCP-W-B114-02-ME-B05-0034 ¦ CCP-W-B114-02-ME-B16-0035 ¦ T16182-YK00-P0LB-122073 ¦ GRT-YK09-P1H-300049 ¦ T14211-7318-02-ME-P99-001 | HRSG(V) - Nozzle Orientation and Cable Route Drawing for CEMS ¦ HRSG(V) - Lighting and Small Power Distribution Panel Drawings ¦ HRSG(V) - Control Valve Data Sheet/Drawings ¦ HRSG(V) - PLC HMI Drawing for Diverter Damper ¦ HRSG(V) - Control Valve Data Sheet & Drawings for SCR ¦ HRSG(V) - Junction Box Drawing for SCR ¦ HRSG(V) - SPEC. & Drawing of Analyzer for SCR ¦ HRSG(V) - Control Valve Data Sheet & Drawings for Duct Burner ¦ HRSG(V) - Junction Box Drawing for Duct Burner ¦ HRSG(V) - Typical Drawing for Drum Insulation ¦ HRSG(V) - Desuperheater Data Sheet & Drawings ¦ HRSG(V) - Spec. & Drawing for Blowdown Tank Pump ¦ HRSG(V) - Spec. & Drawing for Safety & Relief Valve ¦ HRSG(V) - Spec. & Drawing for Stack Damper ¦ HRSG(V) - Spec. & Drawing for Deaerator ¦ HRSG(V) - Spec. & Drawing for Boiler Stress Evaluator System ¦ HRSG(V) - HPU Specification & Drawing for Diverter & Guillotine Damper ¦ HRSG(V) - Hoist Specification & Drawing for Diverter & Guillotine Damper ¦ HRSG(V) - Spec. & Drawing for Hoist ¦ HRSG(V) - Spec. & Drawing for Recirculation Pump ¦ HRSG(V) - Name Plate Drawing ¦ HRSG(V) - MOV Data Sheet/Drawings ¦ HRSG(V) - Drum Level Gauge Datasheet/Drawings ¦ HRSG(V) - Remote Drum Level Indicator Datasheet/Drawings ¦ HRSG(V) - SPEC. & Drawing for CEMS ¦ HRSG(V) - Power Distribution Panel Drawings ¦ HRSG(V) - Catalyst Data Sheet & Drawings for SCR ¦ HRSG(V) - Dilution Tank Drawing for SCR ¦ HRSG(V) - Ammonia Distribution Header Drawing ¦ HRSG(V) - SPECIAL ITEM LIST AND DRAWING FOR SCR ¦ HRSG(V) - Local Panel Drawing for SCR ¦ HRSG(V) - Valve Drawing for SCR ¦ HRSG(V) - Local Panel / Control Panel Drawing for Duct Burner ¦ HRSG(V) - Valve Drawing for Duct Burner ¦ HRSG(V) - SPEC. & Drawing of Flame Scanner for Duct Burner ¦ HRSG(V) - SPEC. & Drawing of Ignition Burner for Duct Burner ¦ HRSG(V) - Hazardous Area Classification Specification & Drawing for Duct Burner ¦ HRSG(V) - Measurement Socket Drawing for SCR ¦ HRSG(V) - Equipment Insulation Drawing for SCR ¦ HRSG(V) – Hot Gas Circulation Fan VFD Drawing for SCR ¦ HRSG(V) - Specialty List and Drawing for HRSG Piping ¦ HRSG(V) - Piping Insulation Drawing for SCR ¦ HRSG - LOCAL INSTRUMENT DATASHEET & DRAWINGS ¦ HRSG - TRANSMITTER DATASHEET & DRAWINGS ¦ [DCR] Change HRSG Control valve drawings ¦ HRSG_Local Instrument Data Sheet/Drawings ¦ HRSG_Transmitter Data Sheet/Drawings ¦ HRSG_Power Distribution Panel and Junction Box Drawings ¦ HRSG_Instrument Air Header Drawing for Duct Burner System ¦ HRSG_I & C Architecture Drawing for Duct Burner System ¦ HRSG_SPEC. & DRAWING FOR VOC ANALYZER ¦ HRSG_CONTROL VALVE DATA SHEET & DRAWINGS ¦ HRSG_ TRANSMITTER DATA SHEET & DRAWINGS &CATALOG ¦ HRSG_JUNCTION BOX & INSTRUMENT RACK DRAWING ¦ HRSG - SPEC. & DRAWING FOR HOIST ¦ HRSG - HAZARDOUS AREA CLASSIFICATION SPECIFICATION & DRAWING FOR DUCT BURNER SYSTEM ¦ HRSG - SPEC. & DRAWING FOR STEAM DRUM ¦ HRSG - SPEC. & DRAWING FOR BLOWDOWN PUMP ¦ HRSG - SPEC. & DRAWING FOR SAFETY & RELIEF VALVE ¦ HRSG - SPEC. & DRAWING FOR STACK DAMPER ¦ HRSG - SPEC. & DRAWING FOR DEAERATOR & STORAGE TANK ¦ HRSG - POWER DISTRIBUTION PANEL DRAWINGS ¦ HRSG - MOV DATASHEET & DRAWINGS ¦ HRSG - CV DATASHEET & DRAWINGS ¦ HRSG - DESH. DATASHEET & DRAWINGS ¦ HRSG - CEMS DATASHEET & DRAWINGS ¦ HRSG - DRUM LEVEL GAUGE DATASHEET & DRAWINGS ¦ HRSG - FLOW ELEMENT DATASHEET & DRAWINGS ¦ HRSG - REMOTE DRUM LEVEL INDICATOR DATASHEET & DRAWINGS ¦ HRSG – PERPENDICULAR BAFFLE AND TIE PLATE ASSY DRAWINGS ¦ [HRSG]_SPEC. & DRAWING FOR STEAM DRUM ¦ [HRSG]_POWER DISTRIBUTION PANEL DRAWINGS ¦ [HRSG]_SPEC. & DRAWING FOR SAFETY & RELIEF VALVE ¦ [HRSG]_SPEC. & DRAWING FOR STACK DAMPER ¦ [HRSG]_MOV DATASHEET & DRAWINGS ¦ [HRSG]_CV DATASHEET & DRAWINGS ¦ [HRSG]_DESH. DATASHEET & DRAWINGS ¦ [HRSG]_CEMS DATASHEET & DRAWINGS ¦ [HRSG]_REMOTE DRUM LEVEL INDICATOR DATASHEET & DRAWINGS ¦ [HRSG]_ SPEC. & DRAWING FOR PREHEATER RECIRCULATION PUMP ¦ HRSG_MOV Data Sheet/Drawings ¦ HRSG_CV Data Sheet/Drawings ¦ HRSG_Desh. Data Sheet/Drawings ¦ HRSG_Drum Level Gauge Data Sheet/Drawings ¦ HRSG_Flow Element Data Sheet/Drawings ¦ HRSG_Remote Drum Level Indicator Datasheet/Drawings ¦ HRSG_CEMS Data Sheet/Drawings ¦ HRSG_SPEC. & DRAWING FOR SAFETY & RELIEF VALVE ¦ HRSG_SPEC. & DRAWING FOR STACK DAMPER ¦ HRSG_SPEC. & DRAWING FOR DEAERATOR, STORAGE TANK ¦ HRSG_SPEC. & DRAWING FOR CPH RECIRCULATION PUMP ¦ HRSG_Electric Actuator Specification & Drawing for Diverter & Guillotine Damper ¦ HRSG_Hoist Specification & Drawing for Diverter & Guillotine Damper ¦ HRSG_Fuel Gas Header Drawing for Duct Burner System ¦ HRSG_Ignition Gas Header Drawing for Duct Burner System ¦ HRSG_Cooling Air Header Drawing for Duct Burner System ¦ HRSG_Hazardous Area Classification Specification & Drawing for Duct Burner System ¦ HRSG_Manhole Cover for H.P Steam Drum ¦ HRSG_TYPICAL DRAWING FOR DRUM INSULATION ¦ HRSG_Power Distribution Panel Drawings ¦ HRSG_LP Drum Drawings ¦ HRSG_Spec. & Drawing of CEMS ¦ HRSG_HP Drum Drawings ¦ HRSG_Continuous Blowdown Tank Drawings ¦ HRSG_Atmospheric Blowdown Tank Drawings ¦ HRSG_Spec. & Drawing of Drain Pump ¦ HRSG_Spec. & Drawing of Exhaust Stack Damper ¦ HRSG_Spec. & Drawing of Deaerator ¦ HRSG_Spec. & Drawing of Hoist ¦ HRSG_Spec. & Drawing of Recirculation Pump ¦ HRSG_SPEC. & DRAWING FOR DESUPERHEATER ¦ HRSG_SPEC. & DRAWING FOR BLOW DOWN TANK ¦ HRSG_SPEC. & DRAWING FOR DEAERATOR ¦ HRSG_SPEC. & DRAWING FOR HOIST ¦ HRSG_SPEC. & DRAWING FOR RECIRCULATION PUMP ¦ HRSG_SPEC. & DRAWING FOR DIVERTER DAMPER ¦ HRSG_SPEC. & DRAWING FOR SCR ¦ AIG ARRAGEMENT DRAWING FOR HRSG SCR ¦ AMMONIA DISTRIBUTION HEADER DRAWING FOR HRSG SCR ¦ CATALYST DATA SHEET & DRAWING FOR HRSG SCR ¦ CATALYST BLOCK DRAWING FOR HRSG SCR ¦ EYE SHOWER DRAWING FOR HRSG SCR ¦ HRSG_SPEC. & DRAWING FOR CEMS ¦ HRSG_SPECIALTY DATA SHEET & DRAWING ¦ HRSG_MOV DATA SHEET & DRAWINGS ¦ HRSG LEVEL GAUGE DATA SHEET & DRAWINGS & CATALOG ¦ HRSG_REMOTE DRUM LEVEL INDICATOR DATASHEET/DRAWINGS CATALOG ¦ HRSG_ LOCAL GAUGE AND TEMPERATURE ELEMENT DATA SHEET&DRAWINGS &CATALOG ¦ HRSG_ LEVEL SWITCH DATA SHEET & DRAWINGS &CATALOG ¦ HRSG_ FLOW ELEMENT DATA SHEET & DRAWINGS &CATALOG ¦ HRSG_POWER DISTRIBUTION PANEL DRAWINGS ¦ HRSG_NAME PLATE DRAWING ¦ HRSG - SPECIALTY DRAWING FOR EXTERNAL PIPING ¦ [HRSG]_SPECIALTY DRAWING FOR EXTERNAL PIPING ¦ HRSG_SPECIALTY DRAWING FOR HRSG EXTERNAL PIPING ¦ HRSG_MANUAL VALVE LIST & DRAWINGS | Standardized safety/relief valve spec & drawing deliverable; included both HRSG and HRSG(V) references.
452 | HRSG Vendor Document List | HRSG | Instrumentation & Control | Drawing | Plant General System | Instrument Rack | VOC Analyzer | VOC Analyzer Specification & Drawing | Vendor | Source-Grounded | Approved Source-Grounded | 6621 | Fadhili ¦ Grati ¦ Karabatan ¦ Turkistan ¦ Ukudu | T16182-YT02-P0LB-122094 ¦ T16182-YT01-P0LB-122095 ¦ T14211-7318-02-ME-H21-101 ¦ T14211-7318-02-ME-H21-102 ¦ T14211-7318-02-ME-E14-001 ¦ T14211-7318-02-ME-B16-211 ¦ T14211-7318-02-ME-B16-213 ¦ T16182-YD00-P0LB-122006 ¦ T16182-CN00-P0LB-122040 ¦ T16182-YD00-P0LB-122049 ¦ T16182-YD00-P0LB-122050 ¦ T16182-YT01-P0LB-122051 ¦ T16182-YD00-P0LB-122052 ¦ T16182-YD00-P0LB-122054 ¦ T16182-YD00-P0LB-122056 ¦ T16182-VN02-P0LB-122089 ¦ T16182-VN02-P0LB-122090 ¦ T16182-YS00-P0LB-122091 ¦ T16182-YT01-P0LB-122093 ¦ T16182-YT01-P0LB-122096 ¦ T16182-YT01-P0LB-122097 ¦ T16182-YT01-P0LB-122098 ¦ T16182-UE00-P0LB-122111 ¦ GRT-YD00-P1H-300035 ¦ GRT-YD00-P1H-300037 ¦ GRT-YD00-P1H-300039 ¦ GRT-YD00-P1H-300040 ¦ GRT-YT01-P1H-300059 ¦ GRT-YT01-P1H-300060 ¦ GRT-YT01-P1H-300061 ¦ GRT-YT01-P1H-300063 ¦ GRT-YT02-P1H-300065 ¦ GRT-YT01-P1H-300069 ¦ T14211-7318-02-ME-P05-101 ¦ T14211-7318-02-ME-P05-102 ¦ T14211-7318-02-ME-P05-103 ¦ T14211-7318-02-ME-H21-103 ¦ T14211-7318-02-ME-H21-104 ¦ T14211-7318-02-ME-H21-105 ¦ T14211-7318-02-ME-H21-106 ¦ T14211-7318-02-ME-B16-011 ¦ T14211-7318-02-ME-B16-021 ¦ T14211-7318-02-ME-B16-041 ¦ T14211-7318-02-ME-B16-071 ¦ T14211-7318-02-ME-B16-107 ¦ T14211-7318-02-ME-B16-108 ¦ T14211-7318-02-ME-B16-208 ¦ T14211-7318-02-ME-B16-209 ¦ T14211-7318-02-ME-B16-210 ¦ T14211-7318-02-ME-B16-237 ¦ T14211-7318-02-ME-B05-106 ¦ T14211-7318-02-ME-B05-108 ¦ T14211-7318-02-ME-H05-001 ¦ CCP-W-B114-02-ME-B05-0023 ¦ CCP-W-B114-02-ME-H21-0081 ¦ CCP-W-B114-02-ME-B05-0015 ¦ CCP-W-B114-02-ME-B05-0021 ¦ CCP-W-B114-02-ME-B05-0022 ¦ CCP-W-B114-02-ME-B16-0028 ¦ CCP-W-B114-02-ME-B16-0030 ¦ CCP-W-B114-02-ME-B16-0032 ¦ CCP-W-B114-02-ME-B05-0034 ¦ CCP-W-B114-02-ME-B16-0035 ¦ T16182-YK00-P0LB-122073 ¦ GRT-YK09-P1H-300049 ¦ T14211-7318-02-ME-P99-001 | HRSG - LOCAL INSTRUMENT DATASHEET & DRAWINGS ¦ HRSG - TRANSMITTER DATASHEET & DRAWINGS ¦ [DCR] Change HRSG Control valve drawings ¦ HRSG_Local Instrument Data Sheet/Drawings ¦ HRSG_Transmitter Data Sheet/Drawings ¦ HRSG_Power Distribution Panel and Junction Box Drawings ¦ HRSG_Instrument Air Header Drawing for Duct Burner System ¦ HRSG_I & C Architecture Drawing for Duct Burner System ¦ HRSG_SPEC. & DRAWING FOR VOC ANALYZER ¦ HRSG_CONTROL VALVE DATA SHEET & DRAWINGS ¦ HRSG_ TRANSMITTER DATA SHEET & DRAWINGS &CATALOG ¦ HRSG_JUNCTION BOX & INSTRUMENT RACK DRAWING ¦ HRSG - SPEC. & DRAWING FOR HOIST ¦ HRSG - HAZARDOUS AREA CLASSIFICATION SPECIFICATION & DRAWING FOR DUCT BURNER SYSTEM ¦ HRSG - SPEC. & DRAWING FOR STEAM DRUM ¦ HRSG - SPEC. & DRAWING FOR BLOWDOWN PUMP ¦ HRSG - SPEC. & DRAWING FOR SAFETY & RELIEF VALVE ¦ HRSG - SPEC. & DRAWING FOR STACK DAMPER ¦ HRSG - SPEC. & DRAWING FOR DEAERATOR & STORAGE TANK ¦ HRSG - POWER DISTRIBUTION PANEL DRAWINGS ¦ HRSG - MOV DATASHEET & DRAWINGS ¦ HRSG - CV DATASHEET & DRAWINGS ¦ HRSG - DESH. DATASHEET & DRAWINGS ¦ HRSG - CEMS DATASHEET & DRAWINGS ¦ HRSG - DRUM LEVEL GAUGE DATASHEET & DRAWINGS ¦ HRSG - FLOW ELEMENT DATASHEET & DRAWINGS ¦ HRSG - REMOTE DRUM LEVEL INDICATOR DATASHEET & DRAWINGS ¦ HRSG – PERPENDICULAR BAFFLE AND TIE PLATE ASSY DRAWINGS ¦ [HRSG]_SPEC. & DRAWING FOR STEAM DRUM ¦ [HRSG]_POWER DISTRIBUTION PANEL DRAWINGS ¦ [HRSG]_SPEC. & DRAWING FOR SAFETY & RELIEF VALVE ¦ [HRSG]_SPEC. & DRAWING FOR STACK DAMPER ¦ [HRSG]_MOV DATASHEET & DRAWINGS ¦ [HRSG]_CV DATASHEET & DRAWINGS ¦ [HRSG]_DESH. DATASHEET & DRAWINGS ¦ [HRSG]_CEMS DATASHEET & DRAWINGS ¦ [HRSG]_REMOTE DRUM LEVEL INDICATOR DATASHEET & DRAWINGS ¦ [HRSG]_ SPEC. & DRAWING FOR PREHEATER RECIRCULATION PUMP ¦ HRSG_MOV Data Sheet/Drawings ¦ HRSG_CV Data Sheet/Drawings ¦ HRSG_Desh. Data Sheet/Drawings ¦ HRSG_Drum Level Gauge Data Sheet/Drawings ¦ HRSG_Flow Element Data Sheet/Drawings ¦ HRSG_Remote Drum Level Indicator Datasheet/Drawings ¦ HRSG_CEMS Data Sheet/Drawings ¦ HRSG_SPEC. & DRAWING FOR SAFETY & RELIEF VALVE ¦ HRSG_SPEC. & DRAWING FOR STACK DAMPER ¦ HRSG_SPEC. & DRAWING FOR DEAERATOR, STORAGE TANK ¦ HRSG_SPEC. & DRAWING FOR CPH RECIRCULATION PUMP ¦ HRSG_Electric Actuator Specification & Drawing for Diverter & Guillotine Damper ¦ HRSG_Hoist Specification & Drawing for Diverter & Guillotine Damper ¦ HRSG_Fuel Gas Header Drawing for Duct Burner System ¦ HRSG_Ignition Gas Header Drawing for Duct Burner System ¦ HRSG_Cooling Air Header Drawing for Duct Burner System ¦ HRSG_Hazardous Area Classification Specification & Drawing for Duct Burner System ¦ HRSG_Manhole Cover for H.P Steam Drum ¦ HRSG_TYPICAL DRAWING FOR DRUM INSULATION ¦ HRSG_Power Distribution Panel Drawings ¦ HRSG_LP Drum Drawings ¦ HRSG_Spec. & Drawing of CEMS ¦ HRSG_HP Drum Drawings ¦ HRSG_Continuous Blowdown Tank Drawings ¦ HRSG_Atmospheric Blowdown Tank Drawings ¦ HRSG_Spec. & Drawing of Drain Pump ¦ HRSG_Spec. & Drawing of Exhaust Stack Damper ¦ HRSG_Spec. & Drawing of Deaerator ¦ HRSG_Spec. & Drawing of Hoist ¦ HRSG_Spec. & Drawing of Recirculation Pump ¦ HRSG_SPEC. & DRAWING FOR DESUPERHEATER ¦ HRSG_SPEC. & DRAWING FOR BLOW DOWN TANK ¦ HRSG_SPEC. & DRAWING FOR DEAERATOR ¦ HRSG_SPEC. & DRAWING FOR HOIST ¦ HRSG_SPEC. & DRAWING FOR RECIRCULATION PUMP ¦ HRSG_SPEC. & DRAWING FOR DIVERTER DAMPER ¦ HRSG_SPEC. & DRAWING FOR SCR ¦ AIG ARRAGEMENT DRAWING FOR HRSG SCR ¦ AMMONIA DISTRIBUTION HEADER DRAWING FOR HRSG SCR ¦ CATALYST DATA SHEET & DRAWING FOR HRSG SCR ¦ CATALYST BLOCK DRAWING FOR HRSG SCR ¦ EYE SHOWER DRAWING FOR HRSG SCR ¦ HRSG_SPEC. & DRAWING FOR CEMS ¦ HRSG_SPECIALTY DATA SHEET & DRAWING ¦ HRSG_MOV DATA SHEET & DRAWINGS ¦ HRSG LEVEL GAUGE DATA SHEET & DRAWINGS & CATALOG ¦ HRSG_REMOTE DRUM LEVEL INDICATOR DATASHEET/DRAWINGS CATALOG ¦ HRSG_ LOCAL GAUGE AND TEMPERATURE ELEMENT DATA SHEET&DRAWINGS &CATALOG ¦ HRSG_ LEVEL SWITCH DATA SHEET & DRAWINGS &CATALOG ¦ HRSG_ FLOW ELEMENT DATA SHEET & DRAWINGS &CATALOG ¦ HRSG_POWER DISTRIBUTION PANEL DRAWINGS ¦ HRSG_NAME PLATE DRAWING ¦ HRSG - SPECIALTY DRAWING FOR EXTERNAL PIPING ¦ [HRSG]_SPECIALTY DRAWING FOR EXTERNAL PIPING ¦ HRSG_SPECIALTY DRAWING FOR HRSG EXTERNAL PIPING ¦ HRSG_MANUAL VALVE LIST & DRAWINGS | Included explicit VOC analyzer spec & drawing deliverable referenced in sources.
453 | HRSG Vendor Document List | HRSG | Instrumentation & Control | Diagram | Start-up & Shutdown procedure | Cable | HRSG | HRSG Start-up & Shut-down Sequence Diagram | Vendor | Source-Grounded | Approved Source-Grounded | 5445 ¦ 5585 | Fadhili ¦ Grati ¦ Karabatan ¦ Turkistan ¦ Ukudu ¦ R&N | T16182-YB03-P0LB-122047 ¦ GRT-YB03-P1H-300033 ¦ GRTBCP-YS01-P0BJC-156050 ¦ T14211-7318-02-ME-E03-001 ¦ T16182-YE03-P0LB-122067 ¦ T14211-7318-02-ME-H17-001 ¦ T14211-7318-02-ME-H04-001 ¦ T14211-7318-02-ME-H17-001~100 ¦ T16182-YL01-P0LB-122080 ¦ T16182-YQ01-P0LB-122085 ¦ T16182-XG02-P0GM-122112 ¦ GRTBCP-YS01-P0BJD-156055 ¦ GRTBCP-YS01-P0BJN-156398 ¦ GRTBCP-YS01-P0BJO-156403 ¦ GRTBCP-YS01-P0BJP-156408 ¦ T14211-7318-02-ME-B16-111 ¦ CCP-W-B114-02-ME-H09-0071 ¦ CCP-W-B114-02-ME-H09-0070 ¦ CCP-W-B114-02-ME-P05-0073 ¦ SAU4005-G011-HNE-&EMA-04947 ¦ SAU4005-G011-HNY-&MMB-04959 ¦ SAU4005-G011-HHA-&MMB-05001 ¦ SAU4005-G011-HYA-&EFB-05105 ¦ SAU4005-G011-HYA-&EFF-04894 ¦ SAU4005-G011-HYA-&EFB-04887 ¦ SAU4005-G011-HYA-&EFF-04910 ¦ SAU4005-G011-HYA-&EMA-04917 ¦ SAU4005-G011-HYA-&EMA-04937 ¦ SAU4005-G011-HNE-&ETB-05110 | HRSG - CABLE CONNECTION DIAGRAM ¦ [HRSG]_CABLE CONNECTION DIAGRAM ¦ Schematic Diagram HRSG Unit MCC ¦ HRSG_Cable Connection Diagram ¦ HRSG_CABLE CONNECTION DIAGRAM ¦ HRSG - CONTROL LOOP DIAGRAM ¦ HRSG_Control Loop Diagram ¦ HRSG_Instrument Location Diagram ¦ HRSG_CONTROL LOOP DIAGRAM ¦ HRSG_INSTRUMENT LOCATION DIAGRAM ¦ HRSG - COMMUNICATION BLOCK DIAGRAM ¦ HRSG - WIRING & SCHEMATIC DIAGRAM ¦ HRSG – DRAIN FLOW DIAGRAM ¦ Schematic Diagram HRSG PDB ¦ Schematic Diagram HRSG PDB-01 ¦ Schematic Diagram HRSG PDB-02 ¦ Schematic Diagram HRSG PDB-03 ¦ HRSG_Electric Wiring and Terminal Connection Diagram for Diverter & Guillotine Damper ¦ HRSG_Protection System Diagram ¦ HRSG_Control and Automation Diagram ¦ HRSG_LB On-Off Valves - Wiring and Pneumatic Diagram ¦ HRSG_SYSTEM CONFIGURATION DIAGRAM ¦ HRSG_START-UP & SHUT-DOWN SEQUENCE DIAGRAM ¦ HRSG(V) - Power Cable Connection Diagram ¦ HRSG(V) - Cable Interconnection Diagram for SCR ¦ HRSG(V) - Cable Interconnection Diagram for Duct Burner ¦ HRSG(V) - Cable Block Diagram for HRSG ¦ HRSG(V) - Control Loop Diagram ¦ HRSG(V) - System Configuration Diagram ¦ HRSG(V) - Start-up & Shut-down Sequence Diagram ¦ HRSG(V) - Wiring and Terminal Connection Diagram for Diverter & Guillotine Damper ¦ HRSG(V) - Wiring and Terminal Connection Diagram for CEMS ¦ HRSG(V) - CEMS Flange Installation Diagram | Mapped 'START-UP & SHUT-DOWN SEQUENCE DIAGRAM' to the forced L1 taxonomy 'Start-up & Shutdown procedure' and standardized title.
454 | HRSG Vendor Document List | HRSG | Instrumentation & Control | Drawing | control system | CONTROL VALVE | Diverter & Guillotine Damper | Diverter & Guillotine Damper PLC HMI Drawings | Vendor | Source-Grounded | Approved Source-Grounded | 5575 | R&N | SAU4005-G011-HYA-&ELB-04932 ¦ SAU4005-G011-HYA-&EEC-04944 ¦ SAU4005-G011-HYA-&EDA-04896 ¦ SAU4005-G011-HYA-&EFC-04926 ¦ SAU4005-G011-HNY-&MDA-04963 ¦ SAU4005-G011-HNY-&MDA-04984 ¦ SAU4005-G011-HNE-&EDA-04993 ¦ SAU4005-G011-HHA-&MDA-05005 ¦ SAU4005-G011-HHA-&MLU-05020 ¦ SAU4005-G011-HAA-&MLU-04826 ¦ SAU4005-G011-HAX-&MDA-04837 ¦ SAU4005-G011-LCQ-&MDA-04838 ¦ SAU4005-G011-LBF-&MDA-04839 ¦ SAU4005-G011-HNE-&MDA-04840 ¦ SAU4005-G011-HAA-&MLU-04842 ¦ SAU4005-G011-HAY-&MDA-04844 ¦ SAU4005-G011-H__-&MDB-04850 ¦ SAU4005-G011-H__-&MDB-04851 ¦ SAU4005-G011-SMH-&MDA-04853 ¦ SAU4005-G011-LCP-&MDA-04854 ¦ SAU4005-G011-H__-&MTB-04856 ¦ SAU4005-G011-HYA-&EDA-04895 ¦ SAU4005-G011-HYA-&EDA-04898 ¦ SAU4005-G011-HYA-&EDA-04903 ¦ SAU4005-G011-HNE-&EDA-04929 ¦ SAU4005-G011-HYA-&EEC-04942 ¦ SAU4005-G011-HNY-&MDA-04964 ¦ SAU4005-G011-HNY-&MLU-04968 ¦ SAU4005-G011-HNY-&MLU-04970 ¦ SAU4005-G011-HNY-&MDA-04978 ¦ SAU4005-G011-HNY-&MDA-04985 ¦ SAU4005-G011-HNY-&MDA-04992 ¦ SAU4005-G011-HHA-&MDA-05021 ¦ SAU4005-G011-HHA-&MDA-05031 ¦ SAU4005-G011-HHA-&MDA-05032 ¦ SAU4005-G011-HHA-&MDA-05033 ¦ SAU4005-G011-HHA-&MDA-05034 ¦ SAU4005-G011-HNY-&MLU-05129 ¦ SAU4005-G011-HNY-&MLU-05133 ¦ SAU4005-G011-HNY-&MDA-05147 ¦ SAU4005-G011-HA_-&MPA-04880 ¦ SAU4005-G011-HNY-&MLU-05131 | HRSG(V) - Nozzle Orientation and Cable Route Drawing for CEMS ¦ HRSG(V) - Lighting and Small Power Distribution Panel Drawings ¦ HRSG(V) - Control Valve Data Sheet/Drawings ¦ HRSG(V) - PLC HMI Drawing for Diverter Damper ¦ HRSG(V) - Control Valve Data Sheet & Drawings for SCR ¦ HRSG(V) - Junction Box Drawing for SCR ¦ HRSG(V) - SPEC. & Drawing of Analyzer for SCR ¦ HRSG(V) - Control Valve Data Sheet & Drawings for Duct Burner ¦ HRSG(V) - Junction Box Drawing for Duct Burner ¦ HRSG(V) - Typical Drawing for Drum Insulation ¦ HRSG(V) - Desuperheater Data Sheet & Drawings ¦ HRSG(V) - Spec. & Drawing for Blowdown Tank Pump ¦ HRSG(V) - Spec. & Drawing for Safety & Relief Valve ¦ HRSG(V) - Spec. & Drawing for Stack Damper ¦ HRSG(V) - Spec. & Drawing for Deaerator ¦ HRSG(V) - Spec. & Drawing for Boiler Stress Evaluator System ¦ HRSG(V) - HPU Specification & Drawing for Diverter & Guillotine Damper ¦ HRSG(V) - Hoist Specification & Drawing for Diverter & Guillotine Damper ¦ HRSG(V) - Spec. & Drawing for Hoist ¦ HRSG(V) - Spec. & Drawing for Recirculation Pump ¦ HRSG(V) - Name Plate Drawing ¦ HRSG(V) - MOV Data Sheet/Drawings ¦ HRSG(V) - Drum Level Gauge Datasheet/Drawings ¦ HRSG(V) - Remote Drum Level Indicator Datasheet/Drawings ¦ HRSG(V) - SPEC. & Drawing for CEMS ¦ HRSG(V) - Power Distribution Panel Drawings ¦ HRSG(V) - Catalyst Data Sheet & Drawings for SCR ¦ HRSG(V) - Dilution Tank Drawing for SCR ¦ HRSG(V) - Ammonia Distribution Header Drawing ¦ HRSG(V) - SPECIAL ITEM LIST AND DRAWING FOR SCR ¦ HRSG(V) - Local Panel Drawing for SCR ¦ HRSG(V) - Valve Drawing for SCR ¦ HRSG(V) - Local Panel / Control Panel Drawing for Duct Burner ¦ HRSG(V) - Valve Drawing for Duct Burner ¦ HRSG(V) - SPEC. & Drawing of Flame Scanner for Duct Burner ¦ HRSG(V) - SPEC. & Drawing of Ignition Burner for Duct Burner ¦ HRSG(V) - Hazardous Area Classification Specification & Drawing for Duct Burner ¦ HRSG(V) - Measurement Socket Drawing for SCR ¦ HRSG(V) - Equipment Insulation Drawing for SCR ¦ HRSG(V) – Hot Gas Circulation Fan VFD Drawing for SCR ¦ HRSG(V) - Specialty List and Drawing for HRSG Piping ¦ HRSG(V) - Piping Insulation Drawing for SCR | Included PLC/HMI drawing deliverable explicitly listed for diverter damper.
455 | HRSG Vendor Document List | HRSG | Instrumentation & Control | Logic Diagram | control system | HRSG | BMS | Duct Burner BMS Control Logic Diagram & Flow Chart | Vendor | Source-Grounded | Approved Source-Grounded | 6612 ¦ 6617 | R&N ¦ Fadhili ¦ Karabatan ¦ Turkistan ¦ Ukudu | SAU4005-G011-HYA-&EFF-04893 ¦ SAU4005-G011-HYA-&EFF-04922 ¦ SAU4005-G011-HNY-&MDA-04962 ¦ SAU4005-G011-HHA-&MMB-05004 ¦ SAU4005-G011-HHA-&MFF-05023 ¦ T16182-YF00-P0LB-122066 ¦ T14211-7318-02-ME-H09-001 ¦ T14211-7318-02-ME-B16-122 ¦ T14211-7318-02-ME-H09-001~150 ¦ T16182-YF00-P0LB-122068 ¦ T14211-7318-02-ME-B16-234 ¦ CCP-W-B114-02-ME-H09-1017 | HRSG(V) - Control Logic Diagram ¦ HRSG(V) - Control Logic Diagram for Diverter & Guillotine Damper ¦ HRSG(V) - Control Logic & Loop for SCR ¦ HRSG(V) - Control Logic & Loop for Duct Burner ¦ HRSG(V) - BMS Control Logic Diagram & Flow Chart ¦ HRSG - CONTROL LOGIC DIAGRAM ¦ HRSG_Control Logic Diagram ¦ HRSG_Control Logic Diagram for Diverter & Guillotine Damper ¦ HRSG_CONTROL LOGIC DIAGRAM ¦ HRSG - LOGIC DIAGRAM FOR DUCT BURNER SYSTEM ¦ HRSG_BMS Logic Diagram for Duct Burner System ¦ HRSG_Diverter Damper - Control and Protection Logic Diagrams | Standardized explicit BMS control logic/flow chart references; maintained as distinct from generic control logic.
456 | HRSG Vendor Document List | HRSG | Instrumentation & Control | Control Narrative | control system | HRSG | BMS | Duct Burner BMS Control Narrative | Vendor | Source-Grounded | Approved Source-Grounded | 6648 | R&N | SAU4005-G011-HHA-&MDA-05025 | HRSG(V) - BMS Control Narrative | Included BMS control narrative as a distinct vendor control deliverable supported by source.
457 | HRSG Vendor Document List | HRSG | Instrumentation & Control | Logic Diagram | control system | HRSG | Diverter & Guillotine Damper | Diverter & Guillotine Damper Control Logic Diagram | Vendor | Source-Grounded | Approved Source-Grounded | 6612 ¦ 6617 | R&N ¦ Fadhili ¦ Karabatan ¦ Turkistan ¦ Ukudu | SAU4005-G011-HYA-&EFF-04893 ¦ SAU4005-G011-HYA-&EFF-04922 ¦ SAU4005-G011-HNY-&MDA-04962 ¦ SAU4005-G011-HHA-&MMB-05004 ¦ SAU4005-G011-HHA-&MFF-05023 ¦ T16182-YF00-P0LB-122066 ¦ T14211-7318-02-ME-H09-001 ¦ T14211-7318-02-ME-B16-122 ¦ T14211-7318-02-ME-H09-001~150 ¦ T16182-YF00-P0LB-122068 ¦ T14211-7318-02-ME-B16-234 ¦ CCP-W-B114-02-ME-H09-1017 | HRSG(V) - Control Logic Diagram ¦ HRSG(V) - Control Logic Diagram for Diverter & Guillotine Damper ¦ HRSG(V) - Control Logic & Loop for SCR ¦ HRSG(V) - Control Logic & Loop for Duct Burner ¦ HRSG(V) - BMS Control Logic Diagram & Flow Chart ¦ HRSG - CONTROL LOGIC DIAGRAM ¦ HRSG_Control Logic Diagram ¦ HRSG_Control Logic Diagram for Diverter & Guillotine Damper ¦ HRSG_CONTROL LOGIC DIAGRAM ¦ HRSG - LOGIC DIAGRAM FOR DUCT BURNER SYSTEM ¦ HRSG_BMS Logic Diagram for Duct Burner System ¦ HRSG_Diverter Damper - Control and Protection Logic Diagrams | Split diverter/guillotine-specific logic from generic HRSG logic because sources explicitly differentiate.
458 | HRSG Vendor Document List | HRSG | Instrumentation & Control | Wiring Diagram | control system | HRSG | Diverter Damper - HPU, PLC | Diverter Damper HPU/PLC Wiring Diagram | Vendor | Source-Grounded | Approved Source-Grounded | 6620 | Fadhili ¦ Turkistan | CCP-W-B114-02-ME-E02-1012 ¦ T16182-YQ01-P0LB-122107 ¦ CCP-W-B114-02-ME-P05-0077 ¦ CCP-W-B114-02-ME-P05-0080 | HRSG_Diverter Damper - HPU, PLC Wiring Diagram & Drawing ¦ HRSG - INTERCONNECTION WIRING DIAGRAM FOR DUCT BURNER SYSTEM ¦ HRSG_SB On-Off Valves - Wiring Diagram ¦ HRSG_Drain Valves - Wiring Diagram | Kept diverter damper HPU/PLC wiring separate due to distinct equipment scope in source.
459 | HRSG Vendor Document List | HRSG | Instrumentation & Control | Wiring Diagram | control system | HRSG | Drain Valves | Drain Valves Wiring Diagram | Vendor | Source-Grounded | Approved Source-Grounded | 6620 | Fadhili ¦ Turkistan | CCP-W-B114-02-ME-E02-1012 ¦ T16182-YQ01-P0LB-122107 ¦ CCP-W-B114-02-ME-P05-0077 ¦ CCP-W-B114-02-ME-P05-0080 | HRSG_Diverter Damper - HPU, PLC Wiring Diagram & Drawing ¦ HRSG - INTERCONNECTION WIRING DIAGRAM FOR DUCT BURNER SYSTEM ¦ HRSG_SB On-Off Valves - Wiring Diagram ¦ HRSG_Drain Valves - Wiring Diagram | Separated drain valve wiring diagram from other wiring diagrams because source lists it explicitly.
460 | HRSG Vendor Document List | HRSG | Instrumentation & Control | Wiring Diagram | control system | HRSG | Duct Burner System | Duct Burner System Interconnection Wiring Diagram | Vendor | Source-Grounded | Approved Source-Grounded | 6620 | Fadhili ¦ Turkistan | CCP-W-B114-02-ME-E02-1012 ¦ T16182-YQ01-P0LB-122107 ¦ CCP-W-B114-02-ME-P05-0077 ¦ CCP-W-B114-02-ME-P05-0080 | HRSG_Diverter Damper - HPU, PLC Wiring Diagram & Drawing ¦ HRSG - INTERCONNECTION WIRING DIAGRAM FOR DUCT BURNER SYSTEM ¦ HRSG_SB On-Off Valves - Wiring Diagram ¦ HRSG_Drain Valves - Wiring Diagram | Standardized explicit 'INTERCONNECTION WIRING DIAGRAM FOR DUCT BURNER SYSTEM' as vendor deliverable.
461 | HRSG Vendor Document List | HRSG | Instrumentation & Control | Logic Diagram | control system | HRSG | HRSG | HRSG Control Logic Diagram | Vendor | Source-Grounded | Approved Source-Grounded | 6612 ¦ 6617 | R&N ¦ Fadhili ¦ Karabatan ¦ Turkistan ¦ Ukudu | SAU4005-G011-HYA-&EFF-04893 ¦ SAU4005-G011-HYA-&EFF-04922 ¦ SAU4005-G011-HNY-&MDA-04962 ¦ SAU4005-G011-HHA-&MMB-05004 ¦ SAU4005-G011-HHA-&MFF-05023 ¦ T16182-YF00-P0LB-122066 ¦ T14211-7318-02-ME-H09-001 ¦ T14211-7318-02-ME-B16-122 ¦ T14211-7318-02-ME-H09-001~150 ¦ T16182-YF00-P0LB-122068 ¦ T14211-7318-02-ME-B16-234 ¦ CCP-W-B114-02-ME-H09-1017 | HRSG(V) - Control Logic Diagram ¦ HRSG(V) - Control Logic Diagram for Diverter & Guillotine Damper ¦ HRSG(V) - Control Logic & Loop for SCR ¦ HRSG(V) - Control Logic & Loop for Duct Burner ¦ HRSG(V) - BMS Control Logic Diagram & Flow Chart ¦ HRSG - CONTROL LOGIC DIAGRAM ¦ HRSG_Control Logic Diagram ¦ HRSG_Control Logic Diagram for Diverter & Guillotine Damper ¦ HRSG_CONTROL LOGIC DIAGRAM ¦ HRSG - LOGIC DIAGRAM FOR DUCT BURNER SYSTEM ¦ HRSG_BMS Logic Diagram for Duct Burner System ¦ HRSG_Diverter Damper - Control and Protection Logic Diagrams | Merged generic HRSG and HRSG(V) control logic diagram rows; kept separate from BMS-specific logic deliverables.
462 | HRSG Vendor Document List | HRSG | Instrumentation & Control | Wiring Diagram | control system | HRSG | SB On-Off Valves | SB On-Off Valves Wiring Diagram | Vendor | Source-Grounded | Approved Source-Grounded | 6620 | Fadhili ¦ Turkistan | CCP-W-B114-02-ME-E02-1012 ¦ T16182-YQ01-P0LB-122107 ¦ CCP-W-B114-02-ME-P05-0077 ¦ CCP-W-B114-02-ME-P05-0080 | HRSG_Diverter Damper - HPU, PLC Wiring Diagram & Drawing ¦ HRSG - INTERCONNECTION WIRING DIAGRAM FOR DUCT BURNER SYSTEM ¦ HRSG_SB On-Off Valves - Wiring Diagram ¦ HRSG_Drain Valves - Wiring Diagram | Separated SB on-off valve wiring diagram from other wiring diagrams because source lists it explicitly.
463 | HRSG Vendor Document List | HRSG | Instrumentation & Control | List | control system | Heat exchanger | Alarm and Trip Settings | HRSG Alarm and Trip Setting List | Vendor | Source-Grounded | Approved Source-Grounded | 5465 ¦ 5698 | Fadhili ¦ Grati ¦ Karabatan ¦ Turkistan ¦ Ukudu ¦ R&N | T14211-7318-02-ME-B16-117 ¦ T14211-7318-02-ME-B16-223 ¦ T14211-7318-02-ME-E29-001 ¦ T16182-YL00-P0LB-122075 ¦ T16182-YL00-P0LB-122076 ¦ GRT-YL00-P1H-300051 ¦ T14211-7318-02-ME-H20-001 ¦ T14211-7318-02-ME-B16-113 ¦ T14211-7318-02-ME-B16-229 ¦ T14211-7318-02-ME-H21-001 ¦ CCP-W-B114-02-ME-H20-0068 ¦ CCP-W-B114-02-ME-H20-1014 ¦ T16182-XL00-P0LB-122030 ¦ T16182-XL00-P0LB-122031 ¦ T16182-XN00-P0LB-122033 ¦ T16182-XV00-P0LB-122038 ¦ T16182-XV00-P0LB-122039 ¦ T16182-YK10-P0LB-122077 ¦ T16182-YT01-P0LB-122102 ¦ GRT-QA00-P0H-040007 ¦ GRT-QA00-P0H-040009 ¦ GRT-QA00-P0H-040011 ¦ GRT-XL00-P1H-300028 ¦ T14211-7318-02-ME-P06-101 ¦ T14211-7318-02-ME-B16-119 ¦ T14211-7318-02-ME-B16-219 ¦ T14211-7318-02-ME-B16-228 ¦ T14211-7318-02-ME-B16-236 ¦ T14211-7318-02-ME-P14-001 ¦ T14211-7318-02-ME-B05-241~250 ¦ T14211-7318-02-ME-P10-101 ¦ CCP-W-B114-02-ME-B15-0001 ¦ CCP-W-B114-02-ME-P10-0061 ¦ CCP-W-B114-02-ME-P14-0062 ¦ CCP-W-B114-02-ME-P10-1013 ¦ T16182-XN00-P0LB-122034 ¦ GRT-QA00-P0H-040015 ¦ GRT-XN00-P1H-300029 ¦ T14211-7318-02-ME-B16-112 ¦ T14211-7318-02-ME-B16-227 ¦ SAU4005-G011-HYA-&EPC-04939 ¦ SAU4005-G011-HNY-&MDA-04960 ¦ SAU4005-G011-HHA-&MDA-05002 ¦ SAU4005-G011-HNE-&EPC-05106 ¦ SAU4005-G011-HNE-&EPA-05112 ¦ SAU4005-G011-HYA-&EPC-04892 ¦ SAU4005-G011-HYA-&EFP-04906 ¦ SAU4005-G011-HYA-&EDA-04919 ¦ SAU4005-G011-HYA-&EDA-04925 ¦ SAU4005-G011-HNY-&MDA-04976 ¦ SAU4005-G011-HHA-&MDA-05015 ¦ SAU4005-G011-HAN-&MLU-04830 ¦ SAU4005-G011-HA_-&MPD-04883 ¦ SAU4005-G011-HA_-&MPL-04885 ¦ SAU4005-G011-HYA-&EDA-04890 ¦ SAU4005-G011-HYA-&EFP-04907 ¦ SAU4005-G011-HYA-&EEC-04908 ¦ SAU4005-G011-HYA-&EFQ-04921 ¦ SAU4005-G011-HYA-&EFQ-04936 ¦ SAU4005-G011-HNY-&MFQ-04958 ¦ SAU4005-G011-HNY-&MDA-04982 ¦ SAU4005-G011-HNY-&MDA-04998 ¦ SAU4005-G011-HHA-&MFQ-05000 ¦ SAU4005-G011-HHA-&MDA-05019 ¦ SAU4005-G011-HHA-&MDA-05026 ¦ SAU4005-G011-HHA-&MDA-05029 ¦ SAU4005-G011-___-&BAB-05068 ¦ SAU4005-G011-HHA-&MDA-05096 ¦ SAU4005-G011-HNE-&EFP-05115 ¦ SAU4005-G011-HYA-&EDA-04891 ¦ SAU4005-G011-HYA-&EDA-04918 ¦ SAU4005-G011-HNY-&MDA-04991 ¦ SAU4005-G011-HHA-&MDA-05030 | HRSG_Cable List for Diverter & Guillotine Damper ¦ HRSG_BMS Cable & Panel Terminal List for Duct Burner System ¦ HRSG_Electrical load List for HRSG ¦ HRSG - INSTRUMENT LIST ¦ HRSG - INSTRUMENT LIST FOR DUCT BURNER SYSTEM ¦ [HRSG]_INSTRUMENT LIST ¦ HRSG_Instrument List ¦ HRSG_Instrument List for Diverter & Guillotine Damper ¦ HRSG_Instrument List for Duct Burner System ¦ HRSG_Diverter Damper - Instrument List ¦ HRSG_INSTRUMENT LIST ¦ HRSG_DCS I/O LIST ¦ HRSG - LINE LIST ¦ HRSG - LINE LIST FOR DUCT BURNER SYSTEM ¦ HRSG - MOV & CV LIST ¦ HRSG - BMS PANEL PART LIST FOR DUCT BURNER SYSTEM ¦ HRSG - EQUIPMENT LIST ¦ HRSG - ALARM AND TRIP SETTING LIST FOR DUCT BURNER SYSTEM ¦ HRSG - I/O LIST FOR BMS AND CEMS ¦ [HRSG]_Welders List for HRSG Heat Exchanger ¦ [HRSG]_Welders List for HRSG HP Drum ¦ [HRSG]_Welders List for HRSG LP Drum ¦ [HRSG]_LINE LIST ¦ HRSG_MOV & CV List ¦ HRSG_Alarm and Trip Setting List for Diverter & Guillotine Damper ¦ HRSG_BMS Panel Part List for Duct Burner System ¦ HRSG_Line List for Duct Burner System ¦ HRSG_Alarm and Trip Setting List for Duct Burner System ¦ HRSG_Line list with electronic file(EXCEL) ¦ HRSG_Vent & Drain Line (Module /Field weld) ¦ HRSG_Thermal Insulation List ¦ HRSG_Valves List ¦ HRSG_Lines List ¦ HRSG_Diverter Damper - Valves List ¦ HRSG_MOV LIST ¦ HRSG_LINE LIST ¦ HRSG - VALVE LIST FOR DUCT BURNER SYSTEM ¦ Welders List for HRSG Piping ¦ [HRSG]_VALVE LIST ¦ [HRSG]_Welders List for HRSG Piping ¦ HRSG_EXTERNAL PIPING LINE LIST ¦ HRSG_Valve List for Diverter & Guillotine Damper ¦ HRSG_Valve List for Duct Burner System ¦ HRSG_CONTROL VALVE LIST ¦ HRSG(V) - Electrical Load List ¦ HRSG(V) - Cable List for SCR ¦ HRSG(V) - Cable List for Duct Burner ¦ HRSG(V) - CEMS Electrical Load List ¦ HRSG(V) - CEMS Cable list ¦ HRSG(V) - Instrument List ¦ HRSG(V) - DCS I/O List ¦ HRSG(V) - Instrument List for Diverter & Guillotine Damper ¦ HRSG(V) - PLC I/O List for Diverter Damper (include Datalink IO list) ¦ HRSG(V) - Instrument List for SCR ¦ HRSG(V) - Instrument List for Duct Burner ¦ HRSG(V) - Vent & Drain Line (Module /Field weld) ¦ HRSG(V) - Line List ¦ HRSG(V) - Terminal Point List ¦ HRSG(V) - MOV List ¦ HRSG(V) - Alarm Set Point List ¦ HRSG(V) - Utility Consumption List ¦ HRSG(V) - Alarm and Trip Setting List for Diverter & Guillotine Damper ¦ HRSG(V) - Alarm and Trip Setting List for for CEMS ¦ HRSG(V) - Alarm and Trip Setting List for SCR ¦ HRSG(V) - Line List for SCR ¦ HRSG(V) - I/O List for SCR ¦ HRSG(V) - Alarm and Trip Setting List for Duct Burner ¦ HRSG(V) - Line List for Duct Burner ¦ HRSG(V) - BMS Communication List ¦ HRSG(V) - I/O List for DUCT BURNER ¦ HRSG(V) - Equipment List ¦ HRSG(V) - BMS IO List ¦ HRSG(V) - CEMS I/O Signals exchange List ¦ HRSG(V) - Control Valve List ¦ HRSG(V) - Valve List for Diverter & Guillotine Damper ¦ HRSG(V) - Valve List for SCR ¦ HRSG(V) - Valve List for Duct Burner | Merged alarm/trip list references across HRSG and HRSG(V); kept as control-system deliverable.
464 | DCS Vendor Document List | DCS | Instrumentation & Control | Drawing | Fire Fighting System | Fire Fighting | HVAC control system interface | HVAC Control System (V) Interface Drawing with Fire Fighting / DCS | Vendor | Source-Grounded | Approved Source-Grounded | 7024 | R&N | SAU4005-G185-SA_-&ETB-11681 | HVAC CONTROL SYSTEM (V)- HVAC Interface Drawing with Fire Fighting/DCS | Included because source explicitly defines a vendor interface drawing with Fire Fighting/DCS; kept within DCS vendor list as DCS interface deliverable.
465 | DCS Vendor Document List | DCS | Instrumentation & Control | Technical Specification | Plant General System | Auxiliary | Large screen display | DCS Technical Specification – Large Screen Display | Vendor | Source-Grounded | Approved Source-Grounded | 7117 | Fadhili ¦ Grati ¦ Karabatan ¦ R&N ¦ Turkistan ¦ Ukudu | T16182-CV03-P0CRN-161103 ¦ T16182-CV03-P0CRN-161104 ¦ T16182-CV03-P0CRN-161105 ¦ T16182-CV03-P0CWQ-161132 ¦ T16182-CV03-P0CWQ-161133 ¦ T16182-CV03-P0CWQ-161135 ¦ T16182-CV03-P0CRT-161149 ¦ GRT-CV03-P0ZEN-161110 ¦ GRT-CV03-P0ZEN-161111 ¦ GRT-CV03-P0ZEN-161112 ¦ GRT-CV03-P0ZEN-161116 ¦ GRT-CV03-P0ZEN-161117 ¦ GRT-DC01-P0BYA-165644 ¦ GRT-YR00-P0BYA-165645 ¦ GRT-DC01-P0BYA-165646 ¦ T14211-7300-35-IA-338-008 ¦ SAU4005-G000-C__-&EEC-00789 ¦ CCP-W-B000-51-IA-B16-0001 ¦ CCP-W-B000-51-IA-B16-0002 ¦ CCP-W-B000-51-IA-B16-0003 ¦ CCP-W-B000-51-IA-B16-0006 ¦ CCP-W-B000-51-IA-B16-0007 ¦ CCP-W-B000-51-IA-B16-0008 | DCS - FUNCTIONAL DESIGN SPECIFICATION FOR HARDWARE ¦ DCS - FUNCTIONAL DESIGN SPECIFICATION FOR SOFTWARE ¦ DCS - FUNCTIONAL DESIGN SPECIFICATION FOR HMI GRAPHIC ¦ DCS - TECHNICAL SPECIFICATION FOR TIME SYNCHRONIZATION ¦ DCS - TECHNICAL SPECIFICATION FOR EMERGENCY PUSH BUTTON ¦ DCS - TECHNICAL SPECIFICATION FOR LARGE SCREEN DISPLAY ¦ DCS - TECHNICAL SPECIFICATION FOR FIELDBUS MOV ¦ [DCS]_Functional Design Specification for Hardware ¦ [DCS]_Functional Design Specification for Software ¦ [DCS]_Functional Design Specification for Graphic ¦ [DCS]_Functional Design Specification for Safety Related System ¦ [DCS]_Functional Design Specification for Performance Monitoring System ¦ DCS Hardware Specification ¦ DCS Software Specification og GTC ¦ DCS SRS Specification of GTC ¦ DCS Graphic Functional Design Specification ¦ Technical Specifications for DCS ¦ DCS - FUNCTIONAL DESIGN SPECIFICATION FOR GRAPHIC ¦ DCS - FUNCTIONAL DESIGN SPECIFICATION FOR SAFETY RELATED SYSTEM ¦ DCS - FUNCTIONAL DESIGN SPECIFICATION FOR PLANT INFORMATION SYSTEM ¦ DCS - FUNCTIONAL DESIGN SPECIFICATION FOR CYBER SECURITY SYSTEM ¦ TECHNICAL SPECIFICATION_DCS ¦ TECHNICAL SPECIFICATION_EMERGENCY PUSH BUTTON_DCS ¦ TECHNICAL SPECIFICATION_LARGE SCREEN DISPLAY_DCS ¦ TECHNICAL SPECIFICATION_TIME SYNCHRONIZATION_DCS ¦ TECHNICAL SPECIFICATION_CYBER SECURITY & ANTI VIRUS_DCS | Kept as distinct DCS auxiliary HMI hardware technical specification.
466 | DCS Vendor Document List | DCS | Instrumentation & Control | Database | Plant General System | General | 3rd Party Data-link Interface Signals | 3rd Party Data-link Interface Signal Database | Vendor | Source-Grounded | Approved Source-Grounded | 6627 | Grati |  | [INC_DCS_IO]_3rd Party Data-link Interface Signal Database | Kept third-party datalink interface as separate database deliverable per explicit source title.
467 | DCS Vendor Document List | DCS | Instrumentation & Control | Database | Plant General System | General | 3rd party datalink interface signals | DCS 3rd Party Data-link Interface Signal Database | Vendor | Source-Grounded | Approved Source-Grounded | 7038 | Grati ¦ Karabatan ¦ Muara Tawar | GRT-YL01-P0ZEN-161101 ¦ T14211-7300-IA-342-0001 ¦ T14211-7300-IA-342-0002 ¦ MRT-YL01-P2ZEN-161051 ¦ MRT-YL01-P3ZEN-161051 | [INC_DCS_IO]_DCS I/O Database ¦ [INC_DCS_IO]_3rd Party Data-link Interface Signal Database ¦ DCS I/O Database (Block) ¦ DCS I/O Database (Common) ¦ DCS IO Database(For Block 2) ¦ DCS IO Database(For Block 3, 4) | Kept separate from core I/O database because source explicitly identifies 3rd party datalink interface signal database.
468 | DCS Vendor Document List | DCS | Instrumentation & Control | Drawing | Plant General System | General | CCR Emergency Push Button | DCS CCR Emergency Push Button Specification & Drawing | Vendor | Source-Grounded | Approved Source-Grounded | 6660 | Muara Tawar | MRT-CV03-P0ZEN-163107 | [DCS(For Block 2,3&4)] Specification & Drawing for CCR Emergency Push Button | Kept combined spec & drawing wording because source provides them together as one deliverable title.
469 | DCS Vendor Document List | DCS | Instrumentation & Control | Drawing | Plant General System | General | CCR emergency push button | DCS CCR Emergency Push Button Drawing | Vendor | Source-Grounded | Approved Source-Grounded | 7010 | R&N | SAU4005-G180-C__-&EFE-25007 ¦ SAU4005-G180-C__-&EFE-25008 ¦ SAU4005-G180-C__-&EFE-25023 | DCS(V) - Datasheet & Drawing for Time Synchronization ¦ DCS(V) - Datasheet & Drawings for Large Screen Display ¦ DCS(V) - Datasheet & Drawings for CCR Emergency Push Button | Split combined 'Datasheet & Drawings for CCR Emergency Push Button' evidence into a Drawing row.
470 | DCS Vendor Document List | DCS | Instrumentation & Control | Detail Drawing | Plant General System | General | Cabinet (typical) | DCS Cabinet Typical Outline Drawing | Vendor | Source-Grounded | Approved Source-Grounded | 7113 | R&N | SAU4005-G180-C__-&ELU-25011 ¦ SAU4005-G180-C__-&ELU-25012 ¦ SAU4005-G180-C__-&ELU-25013 ¦ SAU4005-G180-C__-&ELU-25014 ¦ SAU4005-G180-C__-&ELU-25015 ¦ SAU4005-G180-C__-&ELU-25016 ¦ SAU4005-G180-C__-&ELU-25017 ¦ SAU4005-G180-C__-&ELU-25018 | DCS(V) - Typical Outline Drawing for Cabinet ¦ DCS(V) - Outline & Detail Drawing for System and Marshalling Cabinet ¦ DCS(V) - Outline & Detail Drawing for LAN/Server Cabinet ¦ DCS(V) - Outline & Detail Drawing for Power Distribution Cabinet ¦ DCS(V) - Outline & Detail Drawing for Relay Cabinet ¦ DCS(V) - Outline & Detail Drawing for Console Desk with EPB Station ¦ DCS(V) - Outline & Detail Drawing for Provision Cabinet ¦ DCS(V) - Outline & Detail Drawing for Safety Related System Cabinet | Retained 'Typical Outline Drawing for Cabinet' as a separate conventional vendor drawing deliverable.
471 | DCS Vendor Document List | DCS | Instrumentation & Control | Detail Drawing | Plant General System | General | Console, computer, printer desk | DCS Console / Computer / Printer Desk Outline & Detail Drawing | Vendor | Source-Grounded | Approved Source-Grounded | 6994 ¦ 6995 ¦ 7113 ¦ 7118 | Muara Tawar ¦ R&N ¦ Fadhili ¦ Grati ¦ Turkistan ¦ Ukudu | MRT-YR05-P2ZEN-163110 ¦ MRT-YR05-P2ZEN-163111 ¦ MRT-YR05-P2ZEN-163112 ¦ MRT-YR05-P2ZEN-163113 ¦ MRT-YR05-P2ZEN-163114 ¦ MRT-YR05-P3ZEN-163110 ¦ MRT-YR05-P3ZEN-163111 ¦ MRT-YR05-P3ZEN-163112 ¦ MRT-YR05-P3ZEN-163113 ¦ MRT-YR05-P3ZEN-163114 ¦ SAU4005-G180-C__-&ELU-25011 ¦ SAU4005-G180-C__-&ELU-25012 ¦ SAU4005-G180-C__-&ELU-25013 ¦ SAU4005-G180-C__-&ELU-25014 ¦ SAU4005-G180-C__-&ELU-25015 ¦ SAU4005-G180-C__-&ELU-25016 ¦ SAU4005-G180-C__-&ELU-25017 ¦ SAU4005-G180-C__-&ELU-25018 ¦ T16182-YR05-P0CWQ-161141 ¦ T16182-YR05-P0CWQ-161142 ¦ T16182-YR05-P0CWQ-161143 ¦ T16182-YR05-P0CWQ-161146 ¦ T16182-YR05-P0CWQ-161147 ¦ GRT-YR05-P0ZEN-161131 ¦ GRT-YR05-P0ZEN-161132 ¦ GRT-YR05-P0ZEN-161133 ¦ GRT-YR05-P0ZEN-161134 ¦ GRT-YR05-P0ZEN-161135 ¦ GRT-YR05-P0ZEN-161136 ¦ GRT-YR05-P0BYA-165650 ¦ GRT-YR05-P0BYA-165647 ¦ GRT-YR05-P0BYA-165648 ¦ GRT-YR05-P0BYA-165649 ¦ CCP-W-B000-51-IA-H05-0006 ¦ CCP-W-B000-51-IA-H05-0004 ¦ CCP-W-B000-51-IA-H05-0002 ¦ CCP-W-B000-51-IA-H05-0005 ¦ CCP-W-B000-51-IA-H05-0001 | [DCS(For Block 2)] Outline & Detail Drawing for Console, Computer, Printer Desk ¦ [DCS(For Block 2)] Outline & Detail Drawing for Network Cabinet ¦ [DCS(For Block 2)] Outline & Detail Drawing for Marshalling and Relay Cabinet ¦ [DCS(For Block 2)] Outline & Detail Drawing for Power Distribution Cabinet ¦ [DCS(For Block 2)] Outline & Detail Drawing for System Cabinet ¦ [DCS(For Block 3&4)] Outline & Detail Drawing for Console, Computer, Printer Desk ¦ [DCS(For Block 3&4)] Outline & Detail Drawing for Network Cabinet ¦ [DCS(For Block 3&4)] Outline & Detail Drawing for Marshalling and Relay Cabinet ¦ [DCS(For Block 3&4)] Outline & Detail Drawing for Power Distribution Cabinet ¦ [DCS(For Block 3&4)] Outline & Detail Drawing for System Cabinet ¦ DCS(V) - Typical Outline Drawing for Cabinet ¦ DCS(V) - Outline & Detail Drawing for System and Marshalling Cabinet ¦ DCS(V) - Outline & Detail Drawing for LAN/Server Cabinet ¦ DCS(V) - Outline & Detail Drawing for Power Distribution Cabinet ¦ DCS(V) - Outline & Detail Drawing for Relay Cabinet ¦ DCS(V) - Outline & Detail Drawing for Console Desk with EPB Station ¦ DCS(V) - Outline & Detail Drawing for Provision Cabinet ¦ DCS(V) - Outline & Detail Drawing for Safety Related System Cabinet ¦ DCS - OUTLINE & DETAIL DRAWING FOR DCS SYSTEM CABINET ¦ DCS - OUTLINE & DETAIL DRAWING FOR LAN/SERVER CABINET ¦ DCS - OUTLINE & DETAIL DRAWING FOR MARSHALLING CABINET ¦ DCS - OUTLINE & DETAIL DRAWING FOR DCS CONSOLE & DESK ¦ DCS - OUTLINE & DETAIL DRAWING FOR DCS POWER DISTRIBUTION CABINET ¦ [DCS]_Outline & Detail Drawing for Console desk & Computer desk & Printer desk ¦ [DCS]_Outline & Detail Drawing for LAN Cabinet ¦ [DCS]_Outline & Detail Drawing for Power Distribution Cabinet ¦ [DCS]_Outline & Detail Drawing for System & Marshalling Cabinet ¦ [DCS]_Outline & Detail Drawing for Relay Cabinet ¦ [DCS]_Outline & Detail Drawing for Safety Related System Panel ¦ DCS Outline Drawing of SRS ¦ DCS Outline Drawing of DAS ¦ DCS Outline Drawing of GTC ¦ DCS Outline Drawing of GWC ¦ DCS - OUTLINE & DETAIL DRAWING FOR SAFETY RELATED SYSTEM CABINET ¦ DCS - OUTLINE & DETAIL DRAWING FOR NETWORK CABINET ¦ DCS - Outline & Detail drawing for SYSTEM AND MARSHALLING CABINET ¦ DCS - OUTLINE & DETAIL DRAWING FOR POWER DISTRIBUTION CABINET ¦ DCS - OUTLINE & DETAIL DRAWING FOR CONSOLE DESK & PRINTER DESK ¦ OUTLINE & DETAIL DRAWING_CONSOLE & DESK_DCS ¦ OUTLINE & DETAIL DRAWING_NETWORK CABINET_DCS ¦ OUTLINE & DETAIL DRAWING_CABINET TYPICAL_DCS ¦ OUTLINE & DETAIL DRAWING_MARSHALLING CABINET_DCS ¦ OUTLINE & DETAIL DRAWING_POWER DISTRIBUTION CABINET_DCS ¦ OUTLINE & DETAIL DRAWING_INTERPOSING RELAY CABINET_DCS ¦ OUTLINE & DETAIL DRAWING_SYSTEM CABINET_DCS | Merged same deliverable across blocks and projects; standardized title and removed block qualifiers. Split cabinet-specific drawings from the generic 'DCS Detail Drawing' rows.
472 | DCS Vendor Document List | DCS | Instrumentation & Control | Diagram | Plant General System | General | DCS | DCS Equipment Power Distribution Diagram | Vendor | Source-Grounded | Approved Source-Grounded | 6945 ¦ 6946 ¦ 6993 | Muara Tawar ¦ Fadhili ¦ Grati ¦ Karabatan ¦ Turkistan ¦ Ukudu | MRT-MA02-P2ZEN-163105 ¦ MRT-YD06-P2ZEN-163106 ¦ MRT-YR05-P2ZEN-163116 ¦ MRT-MA02-P3ZEN-163105 ¦ MRT-YD06-P3ZEN-163106 ¦ MRT-YV02-P3ZEN-163116 ¦ T16182-YF02-P0CRV-161102 ¦ T16182-YR04-P0CUQ-161111 ¦ T16182-YB03-P0CRN-161114 ¦ T16182-YD05-P0CRN-161116 ¦ GRT-YD06-P0ZEN-161115 ¦ GRT-MA02-P0ZEN-161121 ¦ GRT-YQ05-P0BYA-165651 ¦ T14211-7300-35-IA-338-005 ¦ T14211-7300-35-IA-320-009 ¦ T14211-7300-35-IA-301-001 ¦ T14211-7300-35-IA-301-002 ¦ MRT-YD06-P2ZEN-161014 ¦ MRT-YD06-P3ZEN-161014 ¦ CCP-W-B100-51-IA-B19-0001 ¦ CCP-W-B000-51-IA-B19-0001 ¦ CCP-W-B000-51-IA-H03-0002 ¦ CCP-W-B089-IA-301-0004 | [DCS(For Block 2)] LAN Configuration Diagram ¦ [DCS(For Block 2)] Equipment Power Distribution Diagram ¦ [DCS(For Block 2)] Internal Cable Connection Diagram ¦ [DCS(For Block 3, 4)] LAN Configuration Diagram ¦ [DCS(For Block 3, 4)] Equipment Power Distribution Diagram ¦ [DCS(For Block 3, 4)] Internal Cable Connection Diagram ¦ DCS - LAN CONFIGURATION DIAGRAM ¦ DCS POWER DISTRIBUTION CONCEPT DIAGRAM ¦ DCS - INTERNAL CABLE CONNECTION DIAGRAM ¦ DCS - HMI GRAPHIC DISPLAY DIAGRAM ¦ [DCS]_Equipment Power Distribution Diagram ¦ [DCS]_LAN Configuration Diagram ¦ DCS System Alarm Diagram ¦ DCS Power Distribution Diagrams with Power Consumption & Heat Dissipation ¦ DCS Schematic Diagram ¦ DCS Network Configuration Diagram (Block) ¦ DCS Network Configuration Diagram (Common) ¦ DCS Power Distribution Concept Diagram(For Block 2) ¦ DCS Power Distribution Concept Diagram(For Block 3, 4) ¦ DCS - NETWORK CONFIGURATION DIAGRAM (BLOCK) ¦ DCS - NETWORK CONFIGURATION DIAGRAM (COMMON) ¦ NETWORK CONFIGURATION DIAGRAM_DCS ¦ INTERNAL CABLE CONNECTION DIAGRAM_DCS ¦ DCS POWER DISTRIBUTION DIAGRAMS WITH POWER CONSUMPTION & HEAT DISSIPATION | Kept Equipment Power Distribution Diagram separate from concept diagram per source evidence.
473 | DCS Vendor Document List | DCS | Instrumentation & Control | Technical Specification | Plant General System | General | DCS | DCS Functional Design Specification (FDS) - Graphic | Vendor | Source-Grounded | Approved Source-Grounded | 6834 | Muara Tawar | MRT-CV03-P0ZEN-163101 ¦ MRT-CV03-P0ZEN-163102 ¦ MRT-CV03-P0ZEN-163103 ¦ MRT-CV03-P0ZEN-163108 | [DCS(For Block 2,3&4)] Functional Design Specification for Graphic ¦ [DCS(For Block 2,3&4)] Functional Design Specification for Hardware ¦ [DCS(For Block 2,3&4)] Functional Design Specification for Software ¦ [DCS(For Block 2,3&4)] Technical Specification for Time Synchronization | Split FDS by subject per distinct source titles.
474 | DCS Vendor Document List | DCS | Instrumentation & Control | Technical Specification | Plant General System | General | DCS | DCS Functional Design Specification (FDS) - Hardware | Vendor | Source-Grounded | Approved Source-Grounded | 6834 | Muara Tawar | MRT-CV03-P0ZEN-163101 ¦ MRT-CV03-P0ZEN-163102 ¦ MRT-CV03-P0ZEN-163103 ¦ MRT-CV03-P0ZEN-163108 | [DCS(For Block 2,3&4)] Functional Design Specification for Graphic ¦ [DCS(For Block 2,3&4)] Functional Design Specification for Hardware ¦ [DCS(For Block 2,3&4)] Functional Design Specification for Software ¦ [DCS(For Block 2,3&4)] Technical Specification for Time Synchronization | Split FDS by subject (Hardware/Software/Graphic) to avoid combining different scopes.
475 | DCS Vendor Document List | DCS | Instrumentation & Control | Technical Specification | Plant General System | General | DCS | DCS Functional Design Specification (FDS) - Software | Vendor | Source-Grounded | Approved Source-Grounded | 6834 | Muara Tawar | MRT-CV03-P0ZEN-163101 ¦ MRT-CV03-P0ZEN-163102 ¦ MRT-CV03-P0ZEN-163103 ¦ MRT-CV03-P0ZEN-163108 | [DCS(For Block 2,3&4)] Functional Design Specification for Graphic ¦ [DCS(For Block 2,3&4)] Functional Design Specification for Hardware ¦ [DCS(For Block 2,3&4)] Functional Design Specification for Software ¦ [DCS(For Block 2,3&4)] Technical Specification for Time Synchronization | Split FDS by subject per distinct source titles.
476 | DCS Vendor Document List | DCS | Instrumentation & Control | Diagram | Plant General System | General | DCS | DCS Internal Cable Connection Diagram | Vendor | Source-Grounded | Approved Source-Grounded | 6929 ¦ 6945 ¦ 6946 ¦ 6993 | R&N ¦ Muara Tawar ¦ Fadhili ¦ Grati ¦ Karabatan ¦ Turkistan ¦ Ukudu | SAU4005-G180-C__-&EMA-25021 ¦ MRT-MA02-P2ZEN-163105 ¦ MRT-YD06-P2ZEN-163106 ¦ MRT-YR05-P2ZEN-163116 ¦ MRT-MA02-P3ZEN-163105 ¦ MRT-YD06-P3ZEN-163106 ¦ MRT-YV02-P3ZEN-163116 ¦ T16182-YF02-P0CRV-161102 ¦ T16182-YR04-P0CUQ-161111 ¦ T16182-YB03-P0CRN-161114 ¦ T16182-YD05-P0CRN-161116 ¦ GRT-YD06-P0ZEN-161115 ¦ GRT-MA02-P0ZEN-161121 ¦ GRT-YQ05-P0BYA-165651 ¦ T14211-7300-35-IA-338-005 ¦ T14211-7300-35-IA-320-009 ¦ T14211-7300-35-IA-301-001 ¦ T14211-7300-35-IA-301-002 ¦ MRT-YD06-P2ZEN-161014 ¦ MRT-YD06-P3ZEN-161014 ¦ CCP-W-B100-51-IA-B19-0001 ¦ CCP-W-B000-51-IA-B19-0001 ¦ CCP-W-B000-51-IA-H03-0002 ¦ CCP-W-B089-IA-301-0004 | DCS(V) - Internal Interconnection Wiring Diagram ¦ [DCS(For Block 2)] LAN Configuration Diagram ¦ [DCS(For Block 2)] Equipment Power Distribution Diagram ¦ [DCS(For Block 2)] Internal Cable Connection Diagram ¦ [DCS(For Block 3, 4)] LAN Configuration Diagram ¦ [DCS(For Block 3, 4)] Equipment Power Distribution Diagram ¦ [DCS(For Block 3, 4)] Internal Cable Connection Diagram ¦ DCS - LAN CONFIGURATION DIAGRAM ¦ DCS POWER DISTRIBUTION CONCEPT DIAGRAM ¦ DCS - INTERNAL CABLE CONNECTION DIAGRAM ¦ DCS - HMI GRAPHIC DISPLAY DIAGRAM ¦ [DCS]_Equipment Power Distribution Diagram ¦ [DCS]_LAN Configuration Diagram ¦ DCS System Alarm Diagram ¦ DCS Power Distribution Diagrams with Power Consumption & Heat Dissipation ¦ DCS Schematic Diagram ¦ DCS Network Configuration Diagram (Block) ¦ DCS Network Configuration Diagram (Common) ¦ DCS Power Distribution Concept Diagram(For Block 2) ¦ DCS Power Distribution Concept Diagram(For Block 3, 4) ¦ DCS - NETWORK CONFIGURATION DIAGRAM (BLOCK) ¦ DCS - NETWORK CONFIGURATION DIAGRAM (COMMON) ¦ NETWORK CONFIGURATION DIAGRAM_DCS ¦ INTERNAL CABLE CONNECTION DIAGRAM_DCS ¦ DCS POWER DISTRIBUTION DIAGRAMS WITH POWER CONSUMPTION & HEAT DISSIPATION | Merged internal cable connection diagram variants (Internal Cable Connection / Internal Interconnection Wiring) into one standardized deliverable family; wiring diagram kept separate below where explicitly named.
477 | DCS Vendor Document List | DCS | Instrumentation & Control | Wiring Diagram | Plant General System | General | DCS | DCS Internal Interconnection Wiring Diagram | Vendor | Source-Grounded | Approved Source-Grounded | 6929 | R&N | SAU4005-G180-C__-&EMA-25021 | DCS(V) - Internal Interconnection Wiring Diagram | Kept explicit Wiring Diagram deliverable separate from generic internal cable connection diagrams.
478 | DCS Vendor Document List | DCS | Instrumentation & Control | Material Requisition | Plant General System | General | DCS | DCS Material Requisition | Vendor | Source-Grounded | Approved Source-Grounded | 6778 | Karabatan | T14211- 7300-IA-REQ-0001 | Material Requisition for DCS | Single source row already a clean MR deliverable.
479 | DCS Vendor Document List | DCS | Instrumentation & Control | General Arrangement Drawing | Plant General System | General | DCS | DCS Module Arrangement and Allocation Drawing | Vendor | Source-Grounded | Approved Source-Grounded | 6959 | Karabatan | T14211-7300-35-IA-338-004 | DCS Module Arrangement and Allocation Drawing | Single GA drawing scope from source; kept GA type as-is.
480 | DCS Vendor Document List | DCS | Instrumentation & Control | Drawing | Plant General System | General | DCS | DCS Network and Power Cable Connection Drawing | Vendor | Source-Grounded | Approved Source-Grounded | 6839 | Fadhili ¦ Grati ¦ Karabatan ¦ Turkistan | T16182-YD00-P0CUQ-161112 ¦ T14211-7300-35-IA-338-006 ¦ T14211-7300-35-IA-338-007 ¦ T14211-7300-35-IA-320-002 ¦ T14211-7300-35-IA-320-003 ¦ T14211-7300-35-IA-320-004 ¦ T14211-7300-35-IA-320-005 ¦ T14211-7300-35-IA-320-006 ¦ T14211-7300-35-IA-320-007 ¦ T14211-7300-35-IA-320-008 ¦ T14211-7300-35-IA-321-001 ¦ T14211-7300-35-IA-315-001 ¦ T14211-7300-35-IA-315-002 ¦ CCP-W-B100-51-IA-B31-0001 ¦ CCP-W-B000-51-IA-H01-0001 ¦ CCP-W-B000-51-IA-B31-0001 | DCS - POWER DISTRIBUTION DRAWING ¦ [DCS]_HMI Graphic Drawing ¦ DCS HMI Graphic Display Drawing (Block) ¦ DCS HMI Graphic Display Drawing (Common) ¦ Manufacturing Drawing for DCS Cabinet - Marshalling Cabinet ¦ Manufacturing Drawing for DCS Cabinet - Interposing Relay Cabinet ¦ Manufacturing Drawing for DCS Cabinet - Network Panel ¦ Manufacturing Drawing for DCS Cabinet - Power Distribution Panel ¦ Manufacturing Drawing for DCS Cabinet - OPC interface cabinet ¦ Manufacturing Drawing for DCS Cabinet - Controller Cabinet ¦ Manufacturing Drawing for DCS Cabinet - Extended I/O Cabinet ¦ DCS Network and Power Cable connection Drawing ¦ DCS Implemented functional drawing (Block) ¦ DCS Implemented functional drawing (Common) ¦ DCS - HMI GRAPHIC DRAWING (BLOCK) ¦ DCS - IO & MODULE ALLOCATION DRAWING ¦ DCS - HMI GRAPHIC DRAWING (COMMON) | Distinct connection drawing identified in source titles.
481 | DCS Vendor Document List | DCS | Instrumentation & Control | Manual | Plant General System | General | DCS | DCS Operation & Maintenance Manual | Vendor | Source-Grounded | Approved Source-Grounded | 6777 | Karabatan ¦ Ukudu | T14211-7300-35-IA-B27-001 | OPERATION & MAINTENANCE Manual for DCS ¦ DCS_O&M Manual | Standardized O&M/Operation & Maintenance manual wording into one deliverable.
482 | DCS Vendor Document List | DCS | Instrumentation & Control | Diagram | Plant General System | General | DCS | DCS Power Distribution Concept Diagram | Vendor | Source-Grounded | Approved Source-Grounded | 6945 ¦ 6946 ¦ 6978 ¦ 6993 | Muara Tawar ¦ Grati ¦ Fadhili ¦ Karabatan ¦ Turkistan ¦ Ukudu | MRT-MA02-P2ZEN-163105 ¦ MRT-YD06-P2ZEN-163106 ¦ MRT-YR05-P2ZEN-163116 ¦ MRT-MA02-P3ZEN-163105 ¦ MRT-YD06-P3ZEN-163106 ¦ MRT-YV02-P3ZEN-163116 ¦ GRT-YD06-P0ZEN-161113 ¦ T16182-YF02-P0CRV-161102 ¦ T16182-YR04-P0CUQ-161111 ¦ T16182-YB03-P0CRN-161114 ¦ T16182-YD05-P0CRN-161116 ¦ GRT-YD06-P0ZEN-161115 ¦ GRT-MA02-P0ZEN-161121 ¦ GRT-YQ05-P0BYA-165651 ¦ T14211-7300-35-IA-338-005 ¦ T14211-7300-35-IA-320-009 ¦ T14211-7300-35-IA-301-001 ¦ T14211-7300-35-IA-301-002 ¦ MRT-YD06-P2ZEN-161014 ¦ MRT-YD06-P3ZEN-161014 ¦ CCP-W-B100-51-IA-B19-0001 ¦ CCP-W-B000-51-IA-B19-0001 ¦ CCP-W-B000-51-IA-H03-0002 ¦ CCP-W-B089-IA-301-0004 | [DCS(For Block 2)] LAN Configuration Diagram ¦ [DCS(For Block 2)] Equipment Power Distribution Diagram ¦ [DCS(For Block 2)] Internal Cable Connection Diagram ¦ [DCS(For Block 3, 4)] LAN Configuration Diagram ¦ [DCS(For Block 3, 4)] Equipment Power Distribution Diagram ¦ [DCS(For Block 3, 4)] Internal Cable Connection Diagram ¦ [INC_Plant_Overall_Design]_DCS Power Distribution Concept Diagram ¦ DCS - LAN CONFIGURATION DIAGRAM ¦ DCS POWER DISTRIBUTION CONCEPT DIAGRAM ¦ DCS - INTERNAL CABLE CONNECTION DIAGRAM ¦ DCS - HMI GRAPHIC DISPLAY DIAGRAM ¦ [DCS]_Equipment Power Distribution Diagram ¦ [DCS]_LAN Configuration Diagram ¦ DCS System Alarm Diagram ¦ DCS Power Distribution Diagrams with Power Consumption & Heat Dissipation ¦ DCS Schematic Diagram ¦ DCS Network Configuration Diagram (Block) ¦ DCS Network Configuration Diagram (Common) ¦ DCS Power Distribution Concept Diagram(For Block 2) ¦ DCS Power Distribution Concept Diagram(For Block 3, 4) ¦ DCS - NETWORK CONFIGURATION DIAGRAM (BLOCK) ¦ DCS - NETWORK CONFIGURATION DIAGRAM (COMMON) ¦ NETWORK CONFIGURATION DIAGRAM_DCS ¦ INTERNAL CABLE CONNECTION DIAGRAM_DCS ¦ DCS POWER DISTRIBUTION DIAGRAMS WITH POWER CONSUMPTION & HEAT DISSIPATION | Merged power distribution concept diagrams across projects/blocks into one standard deliverable.
483 | DCS Vendor Document List | DCS | Instrumentation & Control | Drawing | Plant General System | General | DCS | DCS Power Distribution Drawing | Vendor | Source-Grounded | Approved Source-Grounded | 6839 | Fadhili ¦ Grati ¦ Karabatan ¦ Turkistan | T16182-YD00-P0CUQ-161112 ¦ T14211-7300-35-IA-338-006 ¦ T14211-7300-35-IA-338-007 ¦ T14211-7300-35-IA-320-002 ¦ T14211-7300-35-IA-320-003 ¦ T14211-7300-35-IA-320-004 ¦ T14211-7300-35-IA-320-005 ¦ T14211-7300-35-IA-320-006 ¦ T14211-7300-35-IA-320-007 ¦ T14211-7300-35-IA-320-008 ¦ T14211-7300-35-IA-321-001 ¦ T14211-7300-35-IA-315-001 ¦ T14211-7300-35-IA-315-002 ¦ CCP-W-B100-51-IA-B31-0001 ¦ CCP-W-B000-51-IA-H01-0001 ¦ CCP-W-B000-51-IA-B31-0001 | DCS - POWER DISTRIBUTION DRAWING ¦ [DCS]_HMI Graphic Drawing ¦ DCS HMI Graphic Display Drawing (Block) ¦ DCS HMI Graphic Display Drawing (Common) ¦ Manufacturing Drawing for DCS Cabinet - Marshalling Cabinet ¦ Manufacturing Drawing for DCS Cabinet - Interposing Relay Cabinet ¦ Manufacturing Drawing for DCS Cabinet - Network Panel ¦ Manufacturing Drawing for DCS Cabinet - Power Distribution Panel ¦ Manufacturing Drawing for DCS Cabinet - OPC interface cabinet ¦ Manufacturing Drawing for DCS Cabinet - Controller Cabinet ¦ Manufacturing Drawing for DCS Cabinet - Extended I/O Cabinet ¦ DCS Network and Power Cable connection Drawing ¦ DCS Implemented functional drawing (Block) ¦ DCS Implemented functional drawing (Common) ¦ DCS - HMI GRAPHIC DRAWING (BLOCK) ¦ DCS - IO & MODULE ALLOCATION DRAWING ¦ DCS - HMI GRAPHIC DRAWING (COMMON) | Separated drawing deliverable from diagrams because source explicitly states POWER DISTRIBUTION DRAWING.
484 | DCS Vendor Document List | DCS | Instrumentation & Control | Diagram | Plant General System | General | DCS | DCS System Alarm Diagram | Vendor | Source-Grounded | Approved Source-Grounded | 6993 | Fadhili ¦ Grati ¦ Karabatan ¦ Muara Tawar ¦ Turkistan ¦ Ukudu | T16182-YF02-P0CRV-161102 ¦ T16182-YR04-P0CUQ-161111 ¦ T16182-YB03-P0CRN-161114 ¦ T16182-YD05-P0CRN-161116 ¦ GRT-YD06-P0ZEN-161115 ¦ GRT-MA02-P0ZEN-161121 ¦ GRT-YQ05-P0BYA-165651 ¦ T14211-7300-35-IA-338-005 ¦ T14211-7300-35-IA-320-009 ¦ T14211-7300-35-IA-301-001 ¦ T14211-7300-35-IA-301-002 ¦ MRT-YD06-P2ZEN-161014 ¦ MRT-YD06-P3ZEN-161014 ¦ CCP-W-B100-51-IA-B19-0001 ¦ CCP-W-B000-51-IA-B19-0001 ¦ CCP-W-B000-51-IA-H03-0002 ¦ CCP-W-B089-IA-301-0004 | DCS - LAN CONFIGURATION DIAGRAM ¦ DCS POWER DISTRIBUTION CONCEPT DIAGRAM ¦ DCS - INTERNAL CABLE CONNECTION DIAGRAM ¦ DCS - HMI GRAPHIC DISPLAY DIAGRAM ¦ [DCS]_Equipment Power Distribution Diagram ¦ [DCS]_LAN Configuration Diagram ¦ DCS System Alarm Diagram ¦ DCS Power Distribution Diagrams with Power Consumption & Heat Dissipation ¦ DCS Schematic Diagram ¦ DCS Network Configuration Diagram (Block) ¦ DCS Network Configuration Diagram (Common) ¦ DCS Power Distribution Concept Diagram(For Block 2) ¦ DCS Power Distribution Concept Diagram(For Block 3, 4) ¦ DCS - NETWORK CONFIGURATION DIAGRAM (BLOCK) ¦ DCS - NETWORK CONFIGURATION DIAGRAM (COMMON) ¦ NETWORK CONFIGURATION DIAGRAM_DCS ¦ INTERNAL CABLE CONNECTION DIAGRAM_DCS ¦ DCS POWER DISTRIBUTION DIAGRAMS WITH POWER CONSUMPTION & HEAT DISSIPATION | Single distinct diagram scope (System Alarm) in source.
485 | DCS Vendor Document List | DCS | Instrumentation & Control | Technical Data Sheet | Plant General System | General | DCS | DCS Technical Datasheet | Vendor | Source-Grounded | Approved Source-Grounded | 6779 | Karabatan ¦ Turkistan | T14211-7300-IA-TDS-0002 ¦ T14211-7300-35-IA-338-001 ¦ CCP-W-B000-51-IA-B16-9101 ¦ CCP-W-B000-51-IA-B16-9104 | Technical Datasheet for DCS ¦ Specification & Datasheet for DCS ¦ DCS - SPECIFICATION & DATASHEET FOR HISTORICAL STORAGE AND RETRIEVAL (HSR) SYSTEM ¦ DCS - SPECIFICATION & DATASHEET FOR MASTER DATA AQUISITION (MDA) SYSTEM | Merged generic DCS datasheet and specification&datasheet titles into one standardized datasheet deliverable.
486 | DCS Vendor Document List | DCS | Instrumentation & Control | Drawing | Plant General System | General | DCS Cabinets | DCS Cabinet Manufacturing Drawings | Vendor | Source-Grounded | Approved Source-Grounded | 6839 ¦ 6962 | Fadhili ¦ Grati ¦ Karabatan ¦ Turkistan | T16182-YD00-P0CUQ-161112 ¦ T14211-7300-35-IA-338-006 ¦ T14211-7300-35-IA-338-007 ¦ T14211-7300-35-IA-320-002 ¦ T14211-7300-35-IA-320-003 ¦ T14211-7300-35-IA-320-004 ¦ T14211-7300-35-IA-320-005 ¦ T14211-7300-35-IA-320-006 ¦ T14211-7300-35-IA-320-007 ¦ T14211-7300-35-IA-320-008 ¦ T14211-7300-35-IA-321-001 ¦ T14211-7300-35-IA-315-001 ¦ T14211-7300-35-IA-315-002 ¦ CCP-W-B100-51-IA-B31-0001 ¦ CCP-W-B000-51-IA-H01-0001 ¦ CCP-W-B000-51-IA-B31-0001 | DCS - POWER DISTRIBUTION DRAWING ¦ [DCS]_HMI Graphic Drawing ¦ DCS HMI Graphic Display Drawing (Block) ¦ DCS HMI Graphic Display Drawing (Common) ¦ Manufacturing Drawing for DCS Cabinet - Marshalling Cabinet ¦ Manufacturing Drawing for DCS Cabinet - Interposing Relay Cabinet ¦ Manufacturing Drawing for DCS Cabinet - Network Panel ¦ Manufacturing Drawing for DCS Cabinet - Power Distribution Panel ¦ Manufacturing Drawing for DCS Cabinet - OPC interface cabinet ¦ Manufacturing Drawing for DCS Cabinet - Controller Cabinet ¦ Manufacturing Drawing for DCS Cabinet - Extended I/O Cabinet ¦ DCS Network and Power Cable connection Drawing ¦ DCS Implemented functional drawing (Block) ¦ DCS Implemented functional drawing (Common) ¦ DCS - HMI GRAPHIC DRAWING (BLOCK) ¦ DCS - IO & MODULE ALLOCATION DRAWING ¦ DCS - HMI GRAPHIC DRAWING (COMMON) | Merged overlapping cabinet manufacturing drawing sets (marshalling, relay, network, PDB, OPC, controller, extended I/O) into one standardized deliverable group.
487 | DCS Vendor Document List | DCS | Instrumentation & Control | Database | Plant General System | General | DCS I/O | DCS I/O Database | Vendor | Source-Grounded | Approved Source-Grounded | 6850 ¦ 7038 | Fadhili ¦ Turkistan ¦ Grati ¦ Karabatan ¦ Muara Tawar | T16182-YL01-P0CBA-161101 ¦ CCP-W-B000-IA-342-0001 ¦ CCP-W-B100-IA-342-0001 ¦ CCP-W-B000-IA-342-0002 ¦ GRT-YL01-P0ZEN-161101 ¦ T14211-7300-IA-342-0001 ¦ T14211-7300-IA-342-0002 ¦ MRT-YL01-P2ZEN-161051 ¦ MRT-YL01-P3ZEN-161051 | DCS I/O DATABASE ¦ DCS IO DATABASE (COMMON) ¦ DCS IO DATABASE (BLOCK) ¦ DCS IO DATABASE (DATALINK) ¦ [INC_DCS_IO]_DCS I/O Database ¦ [INC_DCS_IO]_3rd Party Data-link Interface Signal Database ¦ DCS I/O Database (Block) ¦ DCS I/O Database (Common) ¦ DCS IO Database(For Block 2) ¦ DCS IO Database(For Block 3, 4) | Merged common/block/datalink I/O database variants into one standardized I/O database deliverable. ¦ Merged block/common variants into one standard deliverable; removed block qualifiers.
488 | DCS Vendor Document List | DCS | Instrumentation & Control | Allocation | Plant General System | General | DCS I/O | DCS I/O & Module Allocation | Vendor | Source-Grounded | Approved Source-Grounded | 6932 ¦ 6933 ¦ 6934 ¦ 6858 ¦ 6839 | Muara Tawar ¦ R&N ¦ Ukudu ¦ Fadhili ¦ Grati ¦ Karabatan ¦ Turkistan | MRT-YD07-P2ZEN-163109 ¦ MRT-YD07-P3ZEN-163109 ¦ SAU4005-G180-C__-&EFP-25020 ¦ T16182-YD00-P0CUQ-161112 ¦ T14211-7300-35-IA-338-006 ¦ T14211-7300-35-IA-338-007 ¦ T14211-7300-35-IA-320-002 ¦ T14211-7300-35-IA-320-003 ¦ T14211-7300-35-IA-320-004 ¦ T14211-7300-35-IA-320-005 ¦ T14211-7300-35-IA-320-006 ¦ T14211-7300-35-IA-320-007 ¦ T14211-7300-35-IA-320-008 ¦ T14211-7300-35-IA-321-001 ¦ T14211-7300-35-IA-315-001 ¦ T14211-7300-35-IA-315-002 ¦ CCP-W-B100-51-IA-B31-0001 ¦ CCP-W-B000-51-IA-H01-0001 ¦ CCP-W-B000-51-IA-B31-0001 | [DCS(For Block 2)] IO & Module Allocation ¦ [DCS(For Block 3, 4)] IO & Module Allocation ¦ DCS(V) - IO & Module Allocation ¦ I/O & MODULE ALLOCATION_DCS ¦ DCS - POWER DISTRIBUTION DRAWING ¦ [DCS]_HMI Graphic Drawing ¦ DCS HMI Graphic Display Drawing (Block) ¦ DCS HMI Graphic Display Drawing (Common) ¦ Manufacturing Drawing for DCS Cabinet - Marshalling Cabinet ¦ Manufacturing Drawing for DCS Cabinet - Interposing Relay Cabinet ¦ Manufacturing Drawing for DCS Cabinet - Network Panel ¦ Manufacturing Drawing for DCS Cabinet - Power Distribution Panel ¦ Manufacturing Drawing for DCS Cabinet - OPC interface cabinet ¦ Manufacturing Drawing for DCS Cabinet - Controller Cabinet ¦ Manufacturing Drawing for DCS Cabinet - Extended I/O Cabinet ¦ DCS Network and Power Cable connection Drawing ¦ DCS Implemented functional drawing (Block) ¦ DCS Implemented functional drawing (Common) ¦ DCS - HMI GRAPHIC DRAWING (BLOCK) ¦ DCS - IO & MODULE ALLOCATION DRAWING ¦ DCS - HMI GRAPHIC DRAWING (COMMON) | Merged IO & Module Allocation deliverables across blocks and (V); also linked to allocation drawing evidence in source titles.
489 | DCS Vendor Document List | DCS | Instrumentation & Control | Diagram | Plant General System | General | DCS LAN | DCS LAN Configuration Diagram | Vendor | Source-Grounded | Approved Source-Grounded | 6782 ¦ 6945 ¦ 6946 ¦ 6993 | R&N ¦ Muara Tawar ¦ Fadhili ¦ Grati ¦ Karabatan ¦ Turkistan ¦ Ukudu | SAU4005-G180-C__-&EFA-25009 ¦ SAU4005-G180-C__-&EFC-25019 ¦ MRT-MA02-P2ZEN-163105 ¦ MRT-YD06-P2ZEN-163106 ¦ MRT-YR05-P2ZEN-163116 ¦ MRT-MA02-P3ZEN-163105 ¦ MRT-YD06-P3ZEN-163106 ¦ MRT-YV02-P3ZEN-163116 ¦ T16182-YF02-P0CRV-161102 ¦ T16182-YR04-P0CUQ-161111 ¦ T16182-YB03-P0CRN-161114 ¦ T16182-YD05-P0CRN-161116 ¦ GRT-YD06-P0ZEN-161115 ¦ GRT-MA02-P0ZEN-161121 ¦ GRT-YQ05-P0BYA-165651 ¦ T14211-7300-35-IA-338-005 ¦ T14211-7300-35-IA-320-009 ¦ T14211-7300-35-IA-301-001 ¦ T14211-7300-35-IA-301-002 ¦ MRT-YD06-P2ZEN-161014 ¦ MRT-YD06-P3ZEN-161014 ¦ CCP-W-B100-51-IA-B19-0001 ¦ CCP-W-B000-51-IA-B19-0001 ¦ CCP-W-B000-51-IA-H03-0002 ¦ CCP-W-B089-IA-301-0004 | DCS(V) - LAN Configuration Diagram ¦ DCS(V) - HMI Graphic Diagram ¦ [DCS(For Block 2)] LAN Configuration Diagram ¦ [DCS(For Block 2)] Equipment Power Distribution Diagram ¦ [DCS(For Block 2)] Internal Cable Connection Diagram ¦ [DCS(For Block 3, 4)] LAN Configuration Diagram ¦ [DCS(For Block 3, 4)] Equipment Power Distribution Diagram ¦ [DCS(For Block 3, 4)] Internal Cable Connection Diagram ¦ DCS - LAN CONFIGURATION DIAGRAM ¦ DCS POWER DISTRIBUTION CONCEPT DIAGRAM ¦ DCS - INTERNAL CABLE CONNECTION DIAGRAM ¦ DCS - HMI GRAPHIC DISPLAY DIAGRAM ¦ [DCS]_Equipment Power Distribution Diagram ¦ [DCS]_LAN Configuration Diagram ¦ DCS System Alarm Diagram ¦ DCS Power Distribution Diagrams with Power Consumption & Heat Dissipation ¦ DCS Schematic Diagram ¦ DCS Network Configuration Diagram (Block) ¦ DCS Network Configuration Diagram (Common) ¦ DCS Power Distribution Concept Diagram(For Block 2) ¦ DCS Power Distribution Concept Diagram(For Block 3, 4) ¦ DCS - NETWORK CONFIGURATION DIAGRAM (BLOCK) ¦ DCS - NETWORK CONFIGURATION DIAGRAM (COMMON) ¦ NETWORK CONFIGURATION DIAGRAM_DCS ¦ INTERNAL CABLE CONNECTION DIAGRAM_DCS ¦ DCS POWER DISTRIBUTION DIAGRAMS WITH POWER CONSUMPTION & HEAT DISSIPATION | Merged multiple LAN/network configuration diagram titles (LAN Configuration Diagram / Network Configuration Diagram) into one standardized deliverable.
490 | DCS Vendor Document List | DCS | Instrumentation & Control | TBE | Plant General System | General | DCS package | Technical Bid Evaluation (TBE) for DCS | Vendor | Source-Grounded | Approved Source-Grounded | 6998 ¦ 7004 | Karabatan ¦ Fadhili ¦ Grati | T14211- 7300-IA-TBE-0001 ¦ T16182-YD00-P0CRN-161113 ¦ T16182-CV03-P0CWQ-161121 ¦ T16182-CV03-P0CWQ-161122 ¦ T16182-CV03-P0CWQ-161123 ¦ GRT-YD07-P0ZEN-161122 ¦ T14211-7300-IA-TBE-0002 | TBE for DCS ¦ DCS - IO & MODULE ALLOCATION ¦ DCS - PERFORMANCE MONITORING SYSTEM ¦ DCS - PLANT INFORMATION HISTORIAN ¦ DCS - FIELD INSTRUMENT MONITORING SYSTEM ¦ [DCS]_IO & Module Allocation ¦ Technical Bid Evaluation for DCS ¦ DCS Vendor Document | Merged duplicate TBE references; standardized to a single TBE deliverable.
491 | DCS Vendor Document List | DCS | Instrumentation & Control | DISPLAY | Plant General System | General | HMI | DCS HMI Graphic Display | Vendor | Source-Grounded | Approved Source-Grounded | 6841 | Ukudu |  | HMI GRAPHIC DISPLAY_DCS | Kept as separate deliverable type (DISPLAY) because source explicitly uses DISPLAY, not drawing/diagram.
492 | DCS Vendor Document List | DCS | Instrumentation & Control | Diagram | Plant General System | General | HMI | DCS HMI Graphic Display Diagram | Vendor | Source-Grounded | Approved Source-Grounded | 6782 ¦ 6993 | R&N ¦ Fadhili ¦ Grati ¦ Karabatan ¦ Muara Tawar ¦ Turkistan ¦ Ukudu | SAU4005-G180-C__-&EFA-25009 ¦ SAU4005-G180-C__-&EFC-25019 ¦ T16182-YF02-P0CRV-161102 ¦ T16182-YR04-P0CUQ-161111 ¦ T16182-YB03-P0CRN-161114 ¦ T16182-YD05-P0CRN-161116 ¦ GRT-YD06-P0ZEN-161115 ¦ GRT-MA02-P0ZEN-161121 ¦ GRT-YQ05-P0BYA-165651 ¦ T14211-7300-35-IA-338-005 ¦ T14211-7300-35-IA-320-009 ¦ T14211-7300-35-IA-301-001 ¦ T14211-7300-35-IA-301-002 ¦ MRT-YD06-P2ZEN-161014 ¦ MRT-YD06-P3ZEN-161014 ¦ CCP-W-B100-51-IA-B19-0001 ¦ CCP-W-B000-51-IA-B19-0001 ¦ CCP-W-B000-51-IA-H03-0002 ¦ CCP-W-B089-IA-301-0004 | DCS(V) - LAN Configuration Diagram ¦ DCS(V) - HMI Graphic Diagram ¦ DCS - LAN CONFIGURATION DIAGRAM ¦ DCS POWER DISTRIBUTION CONCEPT DIAGRAM ¦ DCS - INTERNAL CABLE CONNECTION DIAGRAM ¦ DCS - HMI GRAPHIC DISPLAY DIAGRAM ¦ [DCS]_Equipment Power Distribution Diagram ¦ [DCS]_LAN Configuration Diagram ¦ DCS System Alarm Diagram ¦ DCS Power Distribution Diagrams with Power Consumption & Heat Dissipation ¦ DCS Schematic Diagram ¦ DCS Network Configuration Diagram (Block) ¦ DCS Network Configuration Diagram (Common) ¦ DCS Power Distribution Concept Diagram(For Block 2) ¦ DCS Power Distribution Concept Diagram(For Block 3, 4) ¦ DCS - NETWORK CONFIGURATION DIAGRAM (BLOCK) ¦ DCS - NETWORK CONFIGURATION DIAGRAM (COMMON) ¦ NETWORK CONFIGURATION DIAGRAM_DCS ¦ INTERNAL CABLE CONNECTION DIAGRAM_DCS ¦ DCS POWER DISTRIBUTION DIAGRAMS WITH POWER CONSUMPTION & HEAT DISSIPATION | Merged HMI graphic diagram/graphic display diagram variants into one deliverable.
493 | DCS Vendor Document List | DCS | Instrumentation & Control | Drawing | Plant General System | General | HMI | DCS HMI Graphic Drawing | Vendor | Source-Grounded | Approved Source-Grounded | 6839 ¦ 6840 | Fadhili ¦ Grati ¦ Karabatan ¦ Turkistan ¦ Muara Tawar | T16182-YD00-P0CUQ-161112 ¦ T14211-7300-35-IA-338-006 ¦ T14211-7300-35-IA-338-007 ¦ T14211-7300-35-IA-320-002 ¦ T14211-7300-35-IA-320-003 ¦ T14211-7300-35-IA-320-004 ¦ T14211-7300-35-IA-320-005 ¦ T14211-7300-35-IA-320-006 ¦ T14211-7300-35-IA-320-007 ¦ T14211-7300-35-IA-320-008 ¦ T14211-7300-35-IA-321-001 ¦ T14211-7300-35-IA-315-001 ¦ T14211-7300-35-IA-315-002 ¦ CCP-W-B100-51-IA-B31-0001 ¦ CCP-W-B000-51-IA-H01-0001 ¦ CCP-W-B000-51-IA-B31-0001 ¦ MRT-YR05-P0ZEN-163115 | DCS - POWER DISTRIBUTION DRAWING ¦ [DCS]_HMI Graphic Drawing ¦ DCS HMI Graphic Display Drawing (Block) ¦ DCS HMI Graphic Display Drawing (Common) ¦ Manufacturing Drawing for DCS Cabinet - Marshalling Cabinet ¦ Manufacturing Drawing for DCS Cabinet - Interposing Relay Cabinet ¦ Manufacturing Drawing for DCS Cabinet - Network Panel ¦ Manufacturing Drawing for DCS Cabinet - Power Distribution Panel ¦ Manufacturing Drawing for DCS Cabinet - OPC interface cabinet ¦ Manufacturing Drawing for DCS Cabinet - Controller Cabinet ¦ Manufacturing Drawing for DCS Cabinet - Extended I/O Cabinet ¦ DCS Network and Power Cable connection Drawing ¦ DCS Implemented functional drawing (Block) ¦ DCS Implemented functional drawing (Common) ¦ DCS - HMI GRAPHIC DRAWING (BLOCK) ¦ DCS - IO & MODULE ALLOCATION DRAWING ¦ DCS - HMI GRAPHIC DRAWING (COMMON) ¦ [DCS(For Block 2, 3&4)] HMI Graphic Drawing | Merged HMI graphic drawing variants; removed block qualifiers and kept as one standard HMI drawing deliverable.
494 | DCS Vendor Document List | DCS | Instrumentation & Control | Technical Data Sheet | Plant General System | General | Historical Storage and Retrieval (HSR) System | DCS HSR System Specification & Datasheet | Vendor | Source-Grounded | Approved Source-Grounded | 6779 | Karabatan ¦ Turkistan | T14211-7300-IA-TDS-0002 ¦ T14211-7300-35-IA-338-001 ¦ CCP-W-B000-51-IA-B16-9101 ¦ CCP-W-B000-51-IA-B16-9104 | Technical Datasheet for DCS ¦ Specification & Datasheet for DCS ¦ DCS - SPECIFICATION & DATASHEET FOR HISTORICAL STORAGE AND RETRIEVAL (HSR) SYSTEM ¦ DCS - SPECIFICATION & DATASHEET FOR MASTER DATA AQUISITION (MDA) SYSTEM | Kept HSR as a distinct DCS sub-scope datasheet deliverable per source title.
495 | DCS Vendor Document List | DCS | Instrumentation & Control | Detail Drawing | Plant General System | General | LAN/Server cabinet | DCS LAN/Server Cabinet Outline & Detail Drawing | Vendor | Source-Grounded | Approved Source-Grounded | 7113 ¦ 7118 | R&N ¦ Fadhili ¦ Grati ¦ Turkistan ¦ Ukudu | SAU4005-G180-C__-&ELU-25011 ¦ SAU4005-G180-C__-&ELU-25012 ¦ SAU4005-G180-C__-&ELU-25013 ¦ SAU4005-G180-C__-&ELU-25014 ¦ SAU4005-G180-C__-&ELU-25015 ¦ SAU4005-G180-C__-&ELU-25016 ¦ SAU4005-G180-C__-&ELU-25017 ¦ SAU4005-G180-C__-&ELU-25018 ¦ T16182-YR05-P0CWQ-161141 ¦ T16182-YR05-P0CWQ-161142 ¦ T16182-YR05-P0CWQ-161143 ¦ T16182-YR05-P0CWQ-161146 ¦ T16182-YR05-P0CWQ-161147 ¦ GRT-YR05-P0ZEN-161131 ¦ GRT-YR05-P0ZEN-161132 ¦ GRT-YR05-P0ZEN-161133 ¦ GRT-YR05-P0ZEN-161134 ¦ GRT-YR05-P0ZEN-161135 ¦ GRT-YR05-P0ZEN-161136 ¦ GRT-YR05-P0BYA-165650 ¦ GRT-YR05-P0BYA-165647 ¦ GRT-YR05-P0BYA-165648 ¦ GRT-YR05-P0BYA-165649 ¦ CCP-W-B000-51-IA-H05-0006 ¦ CCP-W-B000-51-IA-H05-0004 ¦ CCP-W-B000-51-IA-H05-0002 ¦ CCP-W-B000-51-IA-H05-0005 ¦ CCP-W-B000-51-IA-H05-0001 | DCS(V) - Typical Outline Drawing for Cabinet ¦ DCS(V) - Outline & Detail Drawing for System and Marshalling Cabinet ¦ DCS(V) - Outline & Detail Drawing for LAN/Server Cabinet ¦ DCS(V) - Outline & Detail Drawing for Power Distribution Cabinet ¦ DCS(V) - Outline & Detail Drawing for Relay Cabinet ¦ DCS(V) - Outline & Detail Drawing for Console Desk with EPB Station ¦ DCS(V) - Outline & Detail Drawing for Provision Cabinet ¦ DCS(V) - Outline & Detail Drawing for Safety Related System Cabinet ¦ DCS - OUTLINE & DETAIL DRAWING FOR DCS SYSTEM CABINET ¦ DCS - OUTLINE & DETAIL DRAWING FOR LAN/SERVER CABINET ¦ DCS - OUTLINE & DETAIL DRAWING FOR MARSHALLING CABINET ¦ DCS - OUTLINE & DETAIL DRAWING FOR DCS CONSOLE & DESK ¦ DCS - OUTLINE & DETAIL DRAWING FOR DCS POWER DISTRIBUTION CABINET ¦ [DCS]_Outline & Detail Drawing for Console desk & Computer desk & Printer desk ¦ [DCS]_Outline & Detail Drawing for LAN Cabinet ¦ [DCS]_Outline & Detail Drawing for Power Distribution Cabinet ¦ [DCS]_Outline & Detail Drawing for System & Marshalling Cabinet ¦ [DCS]_Outline & Detail Drawing for Relay Cabinet ¦ [DCS]_Outline & Detail Drawing for Safety Related System Panel ¦ DCS Outline Drawing of SRS ¦ DCS Outline Drawing of DAS ¦ DCS Outline Drawing of GTC ¦ DCS Outline Drawing of GWC ¦ DCS - OUTLINE & DETAIL DRAWING FOR SAFETY RELATED SYSTEM CABINET ¦ DCS - OUTLINE & DETAIL DRAWING FOR NETWORK CABINET ¦ DCS - Outline & Detail drawing for SYSTEM AND MARSHALLING CABINET ¦ DCS - OUTLINE & DETAIL DRAWING FOR POWER DISTRIBUTION CABINET ¦ DCS - OUTLINE & DETAIL DRAWING FOR CONSOLE DESK & PRINTER DESK ¦ OUTLINE & DETAIL DRAWING_CONSOLE & DESK_DCS ¦ OUTLINE & DETAIL DRAWING_NETWORK CABINET_DCS ¦ OUTLINE & DETAIL DRAWING_CABINET TYPICAL_DCS ¦ OUTLINE & DETAIL DRAWING_MARSHALLING CABINET_DCS ¦ OUTLINE & DETAIL DRAWING_POWER DISTRIBUTION CABINET_DCS ¦ OUTLINE & DETAIL DRAWING_INTERPOSING RELAY CABINET_DCS ¦ OUTLINE & DETAIL DRAWING_SYSTEM CABINET_DCS | Kept as distinct from Network Cabinet because source explicitly calls out LAN/Server cabinet.
496 | DCS Vendor Document List | DCS | Instrumentation & Control | Drawing | Plant General System | General | Large Screen Display | DCS Large Screen Display Specification & Drawings | Vendor | Source-Grounded | Approved Source-Grounded | 6947 | Muara Tawar | MRT-CV03-P3ZEN-163118 | [DCS(For Block 3, 4)] Specification & Drawings for Large Screen Display | Kept combined specification & drawings as one deliverable because source provides combined wording.
497 | DCS Vendor Document List | DCS | Instrumentation & Control | Drawing | Plant General System | General | Large screen display | DCS Large Screen Display Drawing | Vendor | Source-Grounded | Approved Source-Grounded | 7010 | R&N | SAU4005-G180-C__-&EFE-25007 ¦ SAU4005-G180-C__-&EFE-25008 ¦ SAU4005-G180-C__-&EFE-25023 | DCS(V) - Datasheet & Drawing for Time Synchronization ¦ DCS(V) - Datasheet & Drawings for Large Screen Display ¦ DCS(V) - Datasheet & Drawings for CCR Emergency Push Button | Split combined 'Datasheet & Drawings for Large Screen Display' evidence into Drawing row.
498 | DCS Vendor Document List | DCS | Instrumentation & Control | Detail Drawing | Plant General System | General | Marshalling cabinet | DCS Marshalling Cabinet Outline & Detail Drawing | Vendor | Source-Grounded | Approved Source-Grounded | 6994 ¦ 6995 ¦ 7118 | Muara Tawar ¦ Fadhili ¦ Grati ¦ Turkistan ¦ Ukudu | MRT-YR05-P2ZEN-163110 ¦ MRT-YR05-P2ZEN-163111 ¦ MRT-YR05-P2ZEN-163112 ¦ MRT-YR05-P2ZEN-163113 ¦ MRT-YR05-P2ZEN-163114 ¦ MRT-YR05-P3ZEN-163110 ¦ MRT-YR05-P3ZEN-163111 ¦ MRT-YR05-P3ZEN-163112 ¦ MRT-YR05-P3ZEN-163113 ¦ MRT-YR05-P3ZEN-163114 ¦ T16182-YR05-P0CWQ-161141 ¦ T16182-YR05-P0CWQ-161142 ¦ T16182-YR05-P0CWQ-161143 ¦ T16182-YR05-P0CWQ-161146 ¦ T16182-YR05-P0CWQ-161147 ¦ GRT-YR05-P0ZEN-161131 ¦ GRT-YR05-P0ZEN-161132 ¦ GRT-YR05-P0ZEN-161133 ¦ GRT-YR05-P0ZEN-161134 ¦ GRT-YR05-P0ZEN-161135 ¦ GRT-YR05-P0ZEN-161136 ¦ GRT-YR05-P0BYA-165650 ¦ GRT-YR05-P0BYA-165647 ¦ GRT-YR05-P0BYA-165648 ¦ GRT-YR05-P0BYA-165649 ¦ CCP-W-B000-51-IA-H05-0006 ¦ CCP-W-B000-51-IA-H05-0004 ¦ CCP-W-B000-51-IA-H05-0002 ¦ CCP-W-B000-51-IA-H05-0005 ¦ CCP-W-B000-51-IA-H05-0001 | [DCS(For Block 2)] Outline & Detail Drawing for Console, Computer, Printer Desk ¦ [DCS(For Block 2)] Outline & Detail Drawing for Network Cabinet ¦ [DCS(For Block 2)] Outline & Detail Drawing for Marshalling and Relay Cabinet ¦ [DCS(For Block 2)] Outline & Detail Drawing for Power Distribution Cabinet ¦ [DCS(For Block 2)] Outline & Detail Drawing for System Cabinet ¦ [DCS(For Block 3&4)] Outline & Detail Drawing for Console, Computer, Printer Desk ¦ [DCS(For Block 3&4)] Outline & Detail Drawing for Network Cabinet ¦ [DCS(For Block 3&4)] Outline & Detail Drawing for Marshalling and Relay Cabinet ¦ [DCS(For Block 3&4)] Outline & Detail Drawing for Power Distribution Cabinet ¦ [DCS(For Block 3&4)] Outline & Detail Drawing for System Cabinet ¦ DCS - OUTLINE & DETAIL DRAWING FOR DCS SYSTEM CABINET ¦ DCS - OUTLINE & DETAIL DRAWING FOR LAN/SERVER CABINET ¦ DCS - OUTLINE & DETAIL DRAWING FOR MARSHALLING CABINET ¦ DCS - OUTLINE & DETAIL DRAWING FOR DCS CONSOLE & DESK ¦ DCS - OUTLINE & DETAIL DRAWING FOR DCS POWER DISTRIBUTION CABINET ¦ [DCS]_Outline & Detail Drawing for Console desk & Computer desk & Printer desk ¦ [DCS]_Outline & Detail Drawing for LAN Cabinet ¦ [DCS]_Outline & Detail Drawing for Power Distribution Cabinet ¦ [DCS]_Outline & Detail Drawing for System & Marshalling Cabinet ¦ [DCS]_Outline & Detail Drawing for Relay Cabinet ¦ [DCS]_Outline & Detail Drawing for Safety Related System Panel ¦ DCS Outline Drawing of SRS ¦ DCS Outline Drawing of DAS ¦ DCS Outline Drawing of GTC ¦ DCS Outline Drawing of GWC ¦ DCS - OUTLINE & DETAIL DRAWING FOR SAFETY RELATED SYSTEM CABINET ¦ DCS - OUTLINE & DETAIL DRAWING FOR NETWORK CABINET ¦ DCS - Outline & Detail drawing for SYSTEM AND MARSHALLING CABINET ¦ DCS - OUTLINE & DETAIL DRAWING FOR POWER DISTRIBUTION CABINET ¦ DCS - OUTLINE & DETAIL DRAWING FOR CONSOLE DESK & PRINTER DESK ¦ OUTLINE & DETAIL DRAWING_CONSOLE & DESK_DCS ¦ OUTLINE & DETAIL DRAWING_NETWORK CABINET_DCS ¦ OUTLINE & DETAIL DRAWING_CABINET TYPICAL_DCS ¦ OUTLINE & DETAIL DRAWING_MARSHALLING CABINET_DCS ¦ OUTLINE & DETAIL DRAWING_POWER DISTRIBUTION CABINET_DCS ¦ OUTLINE & DETAIL DRAWING_INTERPOSING RELAY CABINET_DCS ¦ OUTLINE & DETAIL DRAWING_SYSTEM CABINET_DCS | Maintained separate marshalling cabinet deliverable per source titles.
499 | DCS Vendor Document List | DCS | Instrumentation & Control | Technical Data Sheet | Plant General System | General | Master Data Aquisition (MDA) System | DCS MDA System Specification & Datasheet | Vendor | Source-Grounded | Approved Source-Grounded | 6779 | Karabatan ¦ Turkistan | T14211-7300-IA-TDS-0002 ¦ T14211-7300-35-IA-338-001 ¦ CCP-W-B000-51-IA-B16-9101 ¦ CCP-W-B000-51-IA-B16-9104 | Technical Datasheet for DCS ¦ Specification & Datasheet for DCS ¦ DCS - SPECIFICATION & DATASHEET FOR HISTORICAL STORAGE AND RETRIEVAL (HSR) SYSTEM ¦ DCS - SPECIFICATION & DATASHEET FOR MASTER DATA AQUISITION (MDA) SYSTEM | Kept MDA as a distinct DCS sub-scope datasheet deliverable per source title.
500 | DCS Vendor Document List | DCS | Instrumentation & Control | Detail Drawing | Plant General System | General | Network cabinet | DCS Network Cabinet Outline & Detail Drawing | Vendor | Source-Grounded | Approved Source-Grounded | 6994 ¦ 6995 ¦ 7118 | Muara Tawar ¦ Fadhili ¦ Grati ¦ Turkistan ¦ Ukudu | MRT-YR05-P2ZEN-163110 ¦ MRT-YR05-P2ZEN-163111 ¦ MRT-YR05-P2ZEN-163112 ¦ MRT-YR05-P2ZEN-163113 ¦ MRT-YR05-P2ZEN-163114 ¦ MRT-YR05-P3ZEN-163110 ¦ MRT-YR05-P3ZEN-163111 ¦ MRT-YR05-P3ZEN-163112 ¦ MRT-YR05-P3ZEN-163113 ¦ MRT-YR05-P3ZEN-163114 ¦ T16182-YR05-P0CWQ-161141 ¦ T16182-YR05-P0CWQ-161142 ¦ T16182-YR05-P0CWQ-161143 ¦ T16182-YR05-P0CWQ-161146 ¦ T16182-YR05-P0CWQ-161147 ¦ GRT-YR05-P0ZEN-161131 ¦ GRT-YR05-P0ZEN-161132 ¦ GRT-YR05-P0ZEN-161133 ¦ GRT-YR05-P0ZEN-161134 ¦ GRT-YR05-P0ZEN-161135 ¦ GRT-YR05-P0ZEN-161136 ¦ GRT-YR05-P0BYA-165650 ¦ GRT-YR05-P0BYA-165647 ¦ GRT-YR05-P0BYA-165648 ¦ GRT-YR05-P0BYA-165649 ¦ CCP-W-B000-51-IA-H05-0006 ¦ CCP-W-B000-51-IA-H05-0004 ¦ CCP-W-B000-51-IA-H05-0002 ¦ CCP-W-B000-51-IA-H05-0005 ¦ CCP-W-B000-51-IA-H05-0001 | [DCS(For Block 2)] Outline & Detail Drawing for Console, Computer, Printer Desk ¦ [DCS(For Block 2)] Outline & Detail Drawing for Network Cabinet ¦ [DCS(For Block 2)] Outline & Detail Drawing for Marshalling and Relay Cabinet ¦ [DCS(For Block 2)] Outline & Detail Drawing for Power Distribution Cabinet ¦ [DCS(For Block 2)] Outline & Detail Drawing for System Cabinet ¦ [DCS(For Block 3&4)] Outline & Detail Drawing for Console, Computer, Printer Desk ¦ [DCS(For Block 3&4)] Outline & Detail Drawing for Network Cabinet ¦ [DCS(For Block 3&4)] Outline & Detail Drawing for Marshalling and Relay Cabinet ¦ [DCS(For Block 3&4)] Outline & Detail Drawing for Power Distribution Cabinet ¦ [DCS(For Block 3&4)] Outline & Detail Drawing for System Cabinet ¦ DCS - OUTLINE & DETAIL DRAWING FOR DCS SYSTEM CABINET ¦ DCS - OUTLINE & DETAIL DRAWING FOR LAN/SERVER CABINET ¦ DCS - OUTLINE & DETAIL DRAWING FOR MARSHALLING CABINET ¦ DCS - OUTLINE & DETAIL DRAWING FOR DCS CONSOLE & DESK ¦ DCS - OUTLINE & DETAIL DRAWING FOR DCS POWER DISTRIBUTION CABINET ¦ [DCS]_Outline & Detail Drawing for Console desk & Computer desk & Printer desk ¦ [DCS]_Outline & Detail Drawing for LAN Cabinet ¦ [DCS]_Outline & Detail Drawing for Power Distribution Cabinet ¦ [DCS]_Outline & Detail Drawing for System & Marshalling Cabinet ¦ [DCS]_Outline & Detail Drawing for Relay Cabinet ¦ [DCS]_Outline & Detail Drawing for Safety Related System Panel ¦ DCS Outline Drawing of SRS ¦ DCS Outline Drawing of DAS ¦ DCS Outline Drawing of GTC ¦ DCS Outline Drawing of GWC ¦ DCS - OUTLINE & DETAIL DRAWING FOR SAFETY RELATED SYSTEM CABINET ¦ DCS - OUTLINE & DETAIL DRAWING FOR NETWORK CABINET ¦ DCS - Outline & Detail drawing for SYSTEM AND MARSHALLING CABINET ¦ DCS - OUTLINE & DETAIL DRAWING FOR POWER DISTRIBUTION CABINET ¦ DCS - OUTLINE & DETAIL DRAWING FOR CONSOLE DESK & PRINTER DESK ¦ OUTLINE & DETAIL DRAWING_CONSOLE & DESK_DCS ¦ OUTLINE & DETAIL DRAWING_NETWORK CABINET_DCS ¦ OUTLINE & DETAIL DRAWING_CABINET TYPICAL_DCS ¦ OUTLINE & DETAIL DRAWING_MARSHALLING CABINET_DCS ¦ OUTLINE & DETAIL DRAWING_POWER DISTRIBUTION CABINET_DCS ¦ OUTLINE & DETAIL DRAWING_INTERPOSING RELAY CABINET_DCS ¦ OUTLINE & DETAIL DRAWING_SYSTEM CABINET_DCS | Merged network cabinet outline/detail drawings across blocks; separated from other cabinet drawings.
501 | DCS Vendor Document List | DCS | Instrumentation & Control | Detail Drawing | Plant General System | General | Power distribution cabinet | DCS Power Distribution Cabinet Outline & Detail Drawing | Vendor | Source-Grounded | Approved Source-Grounded | 6994 ¦ 6995 ¦ 7113 ¦ 7118 | Muara Tawar ¦ R&N ¦ Fadhili ¦ Grati ¦ Turkistan ¦ Ukudu | MRT-YR05-P2ZEN-163110 ¦ MRT-YR05-P2ZEN-163111 ¦ MRT-YR05-P2ZEN-163112 ¦ MRT-YR05-P2ZEN-163113 ¦ MRT-YR05-P2ZEN-163114 ¦ MRT-YR05-P3ZEN-163110 ¦ MRT-YR05-P3ZEN-163111 ¦ MRT-YR05-P3ZEN-163112 ¦ MRT-YR05-P3ZEN-163113 ¦ MRT-YR05-P3ZEN-163114 ¦ SAU4005-G180-C__-&ELU-25011 ¦ SAU4005-G180-C__-&ELU-25012 ¦ SAU4005-G180-C__-&ELU-25013 ¦ SAU4005-G180-C__-&ELU-25014 ¦ SAU4005-G180-C__-&ELU-25015 ¦ SAU4005-G180-C__-&ELU-25016 ¦ SAU4005-G180-C__-&ELU-25017 ¦ SAU4005-G180-C__-&ELU-25018 ¦ T16182-YR05-P0CWQ-161141 ¦ T16182-YR05-P0CWQ-161142 ¦ T16182-YR05-P0CWQ-161143 ¦ T16182-YR05-P0CWQ-161146 ¦ T16182-YR05-P0CWQ-161147 ¦ GRT-YR05-P0ZEN-161131 ¦ GRT-YR05-P0ZEN-161132 ¦ GRT-YR05-P0ZEN-161133 ¦ GRT-YR05-P0ZEN-161134 ¦ GRT-YR05-P0ZEN-161135 ¦ GRT-YR05-P0ZEN-161136 ¦ GRT-YR05-P0BYA-165650 ¦ GRT-YR05-P0BYA-165647 ¦ GRT-YR05-P0BYA-165648 ¦ GRT-YR05-P0BYA-165649 ¦ CCP-W-B000-51-IA-H05-0006 ¦ CCP-W-B000-51-IA-H05-0004 ¦ CCP-W-B000-51-IA-H05-0002 ¦ CCP-W-B000-51-IA-H05-0005 ¦ CCP-W-B000-51-IA-H05-0001 | [DCS(For Block 2)] Outline & Detail Drawing for Console, Computer, Printer Desk ¦ [DCS(For Block 2)] Outline & Detail Drawing for Network Cabinet ¦ [DCS(For Block 2)] Outline & Detail Drawing for Marshalling and Relay Cabinet ¦ [DCS(For Block 2)] Outline & Detail Drawing for Power Distribution Cabinet ¦ [DCS(For Block 2)] Outline & Detail Drawing for System Cabinet ¦ [DCS(For Block 3&4)] Outline & Detail Drawing for Console, Computer, Printer Desk ¦ [DCS(For Block 3&4)] Outline & Detail Drawing for Network Cabinet ¦ [DCS(For Block 3&4)] Outline & Detail Drawing for Marshalling and Relay Cabinet ¦ [DCS(For Block 3&4)] Outline & Detail Drawing for Power Distribution Cabinet ¦ [DCS(For Block 3&4)] Outline & Detail Drawing for System Cabinet ¦ DCS(V) - Typical Outline Drawing for Cabinet ¦ DCS(V) - Outline & Detail Drawing for System and Marshalling Cabinet ¦ DCS(V) - Outline & Detail Drawing for LAN/Server Cabinet ¦ DCS(V) - Outline & Detail Drawing for Power Distribution Cabinet ¦ DCS(V) - Outline & Detail Drawing for Relay Cabinet ¦ DCS(V) - Outline & Detail Drawing for Console Desk with EPB Station ¦ DCS(V) - Outline & Detail Drawing for Provision Cabinet ¦ DCS(V) - Outline & Detail Drawing for Safety Related System Cabinet ¦ DCS - OUTLINE & DETAIL DRAWING FOR DCS SYSTEM CABINET ¦ DCS - OUTLINE & DETAIL DRAWING FOR LAN/SERVER CABINET ¦ DCS - OUTLINE & DETAIL DRAWING FOR MARSHALLING CABINET ¦ DCS - OUTLINE & DETAIL DRAWING FOR DCS CONSOLE & DESK ¦ DCS - OUTLINE & DETAIL DRAWING FOR DCS POWER DISTRIBUTION CABINET ¦ [DCS]_Outline & Detail Drawing for Console desk & Computer desk & Printer desk ¦ [DCS]_Outline & Detail Drawing for LAN Cabinet ¦ [DCS]_Outline & Detail Drawing for Power Distribution Cabinet ¦ [DCS]_Outline & Detail Drawing for System & Marshalling Cabinet ¦ [DCS]_Outline & Detail Drawing for Relay Cabinet ¦ [DCS]_Outline & Detail Drawing for Safety Related System Panel ¦ DCS Outline Drawing of SRS ¦ DCS Outline Drawing of DAS ¦ DCS Outline Drawing of GTC ¦ DCS Outline Drawing of GWC ¦ DCS - OUTLINE & DETAIL DRAWING FOR SAFETY RELATED SYSTEM CABINET ¦ DCS - OUTLINE & DETAIL DRAWING FOR NETWORK CABINET ¦ DCS - Outline & Detail drawing for SYSTEM AND MARSHALLING CABINET ¦ DCS - OUTLINE & DETAIL DRAWING FOR POWER DISTRIBUTION CABINET ¦ DCS - OUTLINE & DETAIL DRAWING FOR CONSOLE DESK & PRINTER DESK ¦ OUTLINE & DETAIL DRAWING_CONSOLE & DESK_DCS ¦ OUTLINE & DETAIL DRAWING_NETWORK CABINET_DCS ¦ OUTLINE & DETAIL DRAWING_CABINET TYPICAL_DCS ¦ OUTLINE & DETAIL DRAWING_MARSHALLING CABINET_DCS ¦ OUTLINE & DETAIL DRAWING_POWER DISTRIBUTION CABINET_DCS ¦ OUTLINE & DETAIL DRAWING_INTERPOSING RELAY CABINET_DCS ¦ OUTLINE & DETAIL DRAWING_SYSTEM CABINET_DCS | Merged power distribution cabinet outline/detail drawings; standardized wording.
502 | DCS Vendor Document List | DCS | Instrumentation & Control | Detail Drawing | Plant General System | General | Provision cabinet | DCS Provision Cabinet Outline & Detail Drawing | Vendor | Source-Grounded | Approved Source-Grounded | 7113 | R&N | SAU4005-G180-C__-&ELU-25011 ¦ SAU4005-G180-C__-&ELU-25012 ¦ SAU4005-G180-C__-&ELU-25013 ¦ SAU4005-G180-C__-&ELU-25014 ¦ SAU4005-G180-C__-&ELU-25015 ¦ SAU4005-G180-C__-&ELU-25016 ¦ SAU4005-G180-C__-&ELU-25017 ¦ SAU4005-G180-C__-&ELU-25018 | DCS(V) - Typical Outline Drawing for Cabinet ¦ DCS(V) - Outline & Detail Drawing for System and Marshalling Cabinet ¦ DCS(V) - Outline & Detail Drawing for LAN/Server Cabinet ¦ DCS(V) - Outline & Detail Drawing for Power Distribution Cabinet ¦ DCS(V) - Outline & Detail Drawing for Relay Cabinet ¦ DCS(V) - Outline & Detail Drawing for Console Desk with EPB Station ¦ DCS(V) - Outline & Detail Drawing for Provision Cabinet ¦ DCS(V) - Outline & Detail Drawing for Safety Related System Cabinet | Single-source distinct cabinet deliverable; kept separate.
503 | DCS Vendor Document List | DCS | Instrumentation & Control | Detail Drawing | Plant General System | General | Relay cabinet | DCS Relay Cabinet Outline & Detail Drawing | Vendor | Source-Grounded | Approved Source-Grounded | 6994 ¦ 6995 ¦ 7113 ¦ 7118 | Muara Tawar ¦ R&N ¦ Fadhili ¦ Grati ¦ Turkistan ¦ Ukudu | MRT-YR05-P2ZEN-163110 ¦ MRT-YR05-P2ZEN-163111 ¦ MRT-YR05-P2ZEN-163112 ¦ MRT-YR05-P2ZEN-163113 ¦ MRT-YR05-P2ZEN-163114 ¦ MRT-YR05-P3ZEN-163110 ¦ MRT-YR05-P3ZEN-163111 ¦ MRT-YR05-P3ZEN-163112 ¦ MRT-YR05-P3ZEN-163113 ¦ MRT-YR05-P3ZEN-163114 ¦ SAU4005-G180-C__-&ELU-25011 ¦ SAU4005-G180-C__-&ELU-25012 ¦ SAU4005-G180-C__-&ELU-25013 ¦ SAU4005-G180-C__-&ELU-25014 ¦ SAU4005-G180-C__-&ELU-25015 ¦ SAU4005-G180-C__-&ELU-25016 ¦ SAU4005-G180-C__-&ELU-25017 ¦ SAU4005-G180-C__-&ELU-25018 ¦ T16182-YR05-P0CWQ-161141 ¦ T16182-YR05-P0CWQ-161142 ¦ T16182-YR05-P0CWQ-161143 ¦ T16182-YR05-P0CWQ-161146 ¦ T16182-YR05-P0CWQ-161147 ¦ GRT-YR05-P0ZEN-161131 ¦ GRT-YR05-P0ZEN-161132 ¦ GRT-YR05-P0ZEN-161133 ¦ GRT-YR05-P0ZEN-161134 ¦ GRT-YR05-P0ZEN-161135 ¦ GRT-YR05-P0ZEN-161136 ¦ GRT-YR05-P0BYA-165650 ¦ GRT-YR05-P0BYA-165647 ¦ GRT-YR05-P0BYA-165648 ¦ GRT-YR05-P0BYA-165649 ¦ CCP-W-B000-51-IA-H05-0006 ¦ CCP-W-B000-51-IA-H05-0004 ¦ CCP-W-B000-51-IA-H05-0002 ¦ CCP-W-B000-51-IA-H05-0005 ¦ CCP-W-B000-51-IA-H05-0001 | [DCS(For Block 2)] Outline & Detail Drawing for Console, Computer, Printer Desk ¦ [DCS(For Block 2)] Outline & Detail Drawing for Network Cabinet ¦ [DCS(For Block 2)] Outline & Detail Drawing for Marshalling and Relay Cabinet ¦ [DCS(For Block 2)] Outline & Detail Drawing for Power Distribution Cabinet ¦ [DCS(For Block 2)] Outline & Detail Drawing for System Cabinet ¦ [DCS(For Block 3&4)] Outline & Detail Drawing for Console, Computer, Printer Desk ¦ [DCS(For Block 3&4)] Outline & Detail Drawing for Network Cabinet ¦ [DCS(For Block 3&4)] Outline & Detail Drawing for Marshalling and Relay Cabinet ¦ [DCS(For Block 3&4)] Outline & Detail Drawing for Power Distribution Cabinet ¦ [DCS(For Block 3&4)] Outline & Detail Drawing for System Cabinet ¦ DCS(V) - Typical Outline Drawing for Cabinet ¦ DCS(V) - Outline & Detail Drawing for System and Marshalling Cabinet ¦ DCS(V) - Outline & Detail Drawing for LAN/Server Cabinet ¦ DCS(V) - Outline & Detail Drawing for Power Distribution Cabinet ¦ DCS(V) - Outline & Detail Drawing for Relay Cabinet ¦ DCS(V) - Outline & Detail Drawing for Console Desk with EPB Station ¦ DCS(V) - Outline & Detail Drawing for Provision Cabinet ¦ DCS(V) - Outline & Detail Drawing for Safety Related System Cabinet ¦ DCS - OUTLINE & DETAIL DRAWING FOR DCS SYSTEM CABINET ¦ DCS - OUTLINE & DETAIL DRAWING FOR LAN/SERVER CABINET ¦ DCS - OUTLINE & DETAIL DRAWING FOR MARSHALLING CABINET ¦ DCS - OUTLINE & DETAIL DRAWING FOR DCS CONSOLE & DESK ¦ DCS - OUTLINE & DETAIL DRAWING FOR DCS POWER DISTRIBUTION CABINET ¦ [DCS]_Outline & Detail Drawing for Console desk & Computer desk & Printer desk ¦ [DCS]_Outline & Detail Drawing for LAN Cabinet ¦ [DCS]_Outline & Detail Drawing for Power Distribution Cabinet ¦ [DCS]_Outline & Detail Drawing for System & Marshalling Cabinet ¦ [DCS]_Outline & Detail Drawing for Relay Cabinet ¦ [DCS]_Outline & Detail Drawing for Safety Related System Panel ¦ DCS Outline Drawing of SRS ¦ DCS Outline Drawing of DAS ¦ DCS Outline Drawing of GTC ¦ DCS Outline Drawing of GWC ¦ DCS - OUTLINE & DETAIL DRAWING FOR SAFETY RELATED SYSTEM CABINET ¦ DCS - OUTLINE & DETAIL DRAWING FOR NETWORK CABINET ¦ DCS - Outline & Detail drawing for SYSTEM AND MARSHALLING CABINET ¦ DCS - OUTLINE & DETAIL DRAWING FOR POWER DISTRIBUTION CABINET ¦ DCS - OUTLINE & DETAIL DRAWING FOR CONSOLE DESK & PRINTER DESK ¦ OUTLINE & DETAIL DRAWING_CONSOLE & DESK_DCS ¦ OUTLINE & DETAIL DRAWING_NETWORK CABINET_DCS ¦ OUTLINE & DETAIL DRAWING_CABINET TYPICAL_DCS ¦ OUTLINE & DETAIL DRAWING_MARSHALLING CABINET_DCS ¦ OUTLINE & DETAIL DRAWING_POWER DISTRIBUTION CABINET_DCS ¦ OUTLINE & DETAIL DRAWING_INTERPOSING RELAY CABINET_DCS ¦ OUTLINE & DETAIL DRAWING_SYSTEM CABINET_DCS | Merged relay-cabinet outline/detail drawings across blocks; retained as distinct cabinet type.
504 | DCS Vendor Document List | DCS | Instrumentation & Control | Detail Drawing | Plant General System | General | Safety Related System cabinet/panel | DCS Safety Related System Cabinet/Panel Outline & Detail Drawing | Vendor | Source-Grounded | Approved Source-Grounded | 7113 ¦ 7118 | R&N ¦ Fadhili ¦ Grati ¦ Turkistan ¦ Ukudu | SAU4005-G180-C__-&ELU-25011 ¦ SAU4005-G180-C__-&ELU-25012 ¦ SAU4005-G180-C__-&ELU-25013 ¦ SAU4005-G180-C__-&ELU-25014 ¦ SAU4005-G180-C__-&ELU-25015 ¦ SAU4005-G180-C__-&ELU-25016 ¦ SAU4005-G180-C__-&ELU-25017 ¦ SAU4005-G180-C__-&ELU-25018 ¦ T16182-YR05-P0CWQ-161141 ¦ T16182-YR05-P0CWQ-161142 ¦ T16182-YR05-P0CWQ-161143 ¦ T16182-YR05-P0CWQ-161146 ¦ T16182-YR05-P0CWQ-161147 ¦ GRT-YR05-P0ZEN-161131 ¦ GRT-YR05-P0ZEN-161132 ¦ GRT-YR05-P0ZEN-161133 ¦ GRT-YR05-P0ZEN-161134 ¦ GRT-YR05-P0ZEN-161135 ¦ GRT-YR05-P0ZEN-161136 ¦ GRT-YR05-P0BYA-165650 ¦ GRT-YR05-P0BYA-165647 ¦ GRT-YR05-P0BYA-165648 ¦ GRT-YR05-P0BYA-165649 ¦ CCP-W-B000-51-IA-H05-0006 ¦ CCP-W-B000-51-IA-H05-0004 ¦ CCP-W-B000-51-IA-H05-0002 ¦ CCP-W-B000-51-IA-H05-0005 ¦ CCP-W-B000-51-IA-H05-0001 | DCS(V) - Typical Outline Drawing for Cabinet ¦ DCS(V) - Outline & Detail Drawing for System and Marshalling Cabinet ¦ DCS(V) - Outline & Detail Drawing for LAN/Server Cabinet ¦ DCS(V) - Outline & Detail Drawing for Power Distribution Cabinet ¦ DCS(V) - Outline & Detail Drawing for Relay Cabinet ¦ DCS(V) - Outline & Detail Drawing for Console Desk with EPB Station ¦ DCS(V) - Outline & Detail Drawing for Provision Cabinet ¦ DCS(V) - Outline & Detail Drawing for Safety Related System Cabinet ¦ DCS - OUTLINE & DETAIL DRAWING FOR DCS SYSTEM CABINET ¦ DCS - OUTLINE & DETAIL DRAWING FOR LAN/SERVER CABINET ¦ DCS - OUTLINE & DETAIL DRAWING FOR MARSHALLING CABINET ¦ DCS - OUTLINE & DETAIL DRAWING FOR DCS CONSOLE & DESK ¦ DCS - OUTLINE & DETAIL DRAWING FOR DCS POWER DISTRIBUTION CABINET ¦ [DCS]_Outline & Detail Drawing for Console desk & Computer desk & Printer desk ¦ [DCS]_Outline & Detail Drawing for LAN Cabinet ¦ [DCS]_Outline & Detail Drawing for Power Distribution Cabinet ¦ [DCS]_Outline & Detail Drawing for System & Marshalling Cabinet ¦ [DCS]_Outline & Detail Drawing for Relay Cabinet ¦ [DCS]_Outline & Detail Drawing for Safety Related System Panel ¦ DCS Outline Drawing of SRS ¦ DCS Outline Drawing of DAS ¦ DCS Outline Drawing of GTC ¦ DCS Outline Drawing of GWC ¦ DCS - OUTLINE & DETAIL DRAWING FOR SAFETY RELATED SYSTEM CABINET ¦ DCS - OUTLINE & DETAIL DRAWING FOR NETWORK CABINET ¦ DCS - Outline & Detail drawing for SYSTEM AND MARSHALLING CABINET ¦ DCS - OUTLINE & DETAIL DRAWING FOR POWER DISTRIBUTION CABINET ¦ DCS - OUTLINE & DETAIL DRAWING FOR CONSOLE DESK & PRINTER DESK ¦ OUTLINE & DETAIL DRAWING_CONSOLE & DESK_DCS ¦ OUTLINE & DETAIL DRAWING_NETWORK CABINET_DCS ¦ OUTLINE & DETAIL DRAWING_CABINET TYPICAL_DCS ¦ OUTLINE & DETAIL DRAWING_MARSHALLING CABINET_DCS ¦ OUTLINE & DETAIL DRAWING_POWER DISTRIBUTION CABINET_DCS ¦ OUTLINE & DETAIL DRAWING_INTERPOSING RELAY CABINET_DCS ¦ OUTLINE & DETAIL DRAWING_SYSTEM CABINET_DCS | Consolidated 'Safety Related System Cabinet' and 'Safety Related System Panel' outline/detail drawings as same object class for vendor DCS SRS hardware deliverable.
505 | DCS Vendor Document List | DCS | Instrumentation & Control | Detail Drawing | Plant General System | General | System & marshalling cabinet | DCS System & Marshalling Cabinet Outline & Detail Drawing | Vendor | Source-Grounded | Approved Source-Grounded | 7113 ¦ 7118 | R&N ¦ Fadhili ¦ Grati ¦ Turkistan ¦ Ukudu | SAU4005-G180-C__-&ELU-25011 ¦ SAU4005-G180-C__-&ELU-25012 ¦ SAU4005-G180-C__-&ELU-25013 ¦ SAU4005-G180-C__-&ELU-25014 ¦ SAU4005-G180-C__-&ELU-25015 ¦ SAU4005-G180-C__-&ELU-25016 ¦ SAU4005-G180-C__-&ELU-25017 ¦ SAU4005-G180-C__-&ELU-25018 ¦ T16182-YR05-P0CWQ-161141 ¦ T16182-YR05-P0CWQ-161142 ¦ T16182-YR05-P0CWQ-161143 ¦ T16182-YR05-P0CWQ-161146 ¦ T16182-YR05-P0CWQ-161147 ¦ GRT-YR05-P0ZEN-161131 ¦ GRT-YR05-P0ZEN-161132 ¦ GRT-YR05-P0ZEN-161133 ¦ GRT-YR05-P0ZEN-161134 ¦ GRT-YR05-P0ZEN-161135 ¦ GRT-YR05-P0ZEN-161136 ¦ GRT-YR05-P0BYA-165650 ¦ GRT-YR05-P0BYA-165647 ¦ GRT-YR05-P0BYA-165648 ¦ GRT-YR05-P0BYA-165649 ¦ CCP-W-B000-51-IA-H05-0006 ¦ CCP-W-B000-51-IA-H05-0004 ¦ CCP-W-B000-51-IA-H05-0002 ¦ CCP-W-B000-51-IA-H05-0005 ¦ CCP-W-B000-51-IA-H05-0001 | DCS(V) - Typical Outline Drawing for Cabinet ¦ DCS(V) - Outline & Detail Drawing for System and Marshalling Cabinet ¦ DCS(V) - Outline & Detail Drawing for LAN/Server Cabinet ¦ DCS(V) - Outline & Detail Drawing for Power Distribution Cabinet ¦ DCS(V) - Outline & Detail Drawing for Relay Cabinet ¦ DCS(V) - Outline & Detail Drawing for Console Desk with EPB Station ¦ DCS(V) - Outline & Detail Drawing for Provision Cabinet ¦ DCS(V) - Outline & Detail Drawing for Safety Related System Cabinet ¦ DCS - OUTLINE & DETAIL DRAWING FOR DCS SYSTEM CABINET ¦ DCS - OUTLINE & DETAIL DRAWING FOR LAN/SERVER CABINET ¦ DCS - OUTLINE & DETAIL DRAWING FOR MARSHALLING CABINET ¦ DCS - OUTLINE & DETAIL DRAWING FOR DCS CONSOLE & DESK ¦ DCS - OUTLINE & DETAIL DRAWING FOR DCS POWER DISTRIBUTION CABINET ¦ [DCS]_Outline & Detail Drawing for Console desk & Computer desk & Printer desk ¦ [DCS]_Outline & Detail Drawing for LAN Cabinet ¦ [DCS]_Outline & Detail Drawing for Power Distribution Cabinet ¦ [DCS]_Outline & Detail Drawing for System & Marshalling Cabinet ¦ [DCS]_Outline & Detail Drawing for Relay Cabinet ¦ [DCS]_Outline & Detail Drawing for Safety Related System Panel ¦ DCS Outline Drawing of SRS ¦ DCS Outline Drawing of DAS ¦ DCS Outline Drawing of GTC ¦ DCS Outline Drawing of GWC ¦ DCS - OUTLINE & DETAIL DRAWING FOR SAFETY RELATED SYSTEM CABINET ¦ DCS - OUTLINE & DETAIL DRAWING FOR NETWORK CABINET ¦ DCS - Outline & Detail drawing for SYSTEM AND MARSHALLING CABINET ¦ DCS - OUTLINE & DETAIL DRAWING FOR POWER DISTRIBUTION CABINET ¦ DCS - OUTLINE & DETAIL DRAWING FOR CONSOLE DESK & PRINTER DESK ¦ OUTLINE & DETAIL DRAWING_CONSOLE & DESK_DCS ¦ OUTLINE & DETAIL DRAWING_NETWORK CABINET_DCS ¦ OUTLINE & DETAIL DRAWING_CABINET TYPICAL_DCS ¦ OUTLINE & DETAIL DRAWING_MARSHALLING CABINET_DCS ¦ OUTLINE & DETAIL DRAWING_POWER DISTRIBUTION CABINET_DCS ¦ OUTLINE & DETAIL DRAWING_INTERPOSING RELAY CABINET_DCS ¦ OUTLINE & DETAIL DRAWING_SYSTEM CABINET_DCS | Kept combined 'System and Marshalling Cabinet' drawing as separate deliverable because source explicitly combines these in one conventional cabinet arrangement.
506 | DCS Vendor Document List | DCS | Instrumentation & Control | Detail Drawing | Plant General System | General | System cabinet | DCS System Cabinet Outline & Detail Drawing | Vendor | Source-Grounded | Approved Source-Grounded | 6994 ¦ 6995 ¦ 7118 | Muara Tawar ¦ Fadhili ¦ Grati ¦ Turkistan ¦ Ukudu | MRT-YR05-P2ZEN-163110 ¦ MRT-YR05-P2ZEN-163111 ¦ MRT-YR05-P2ZEN-163112 ¦ MRT-YR05-P2ZEN-163113 ¦ MRT-YR05-P2ZEN-163114 ¦ MRT-YR05-P3ZEN-163110 ¦ MRT-YR05-P3ZEN-163111 ¦ MRT-YR05-P3ZEN-163112 ¦ MRT-YR05-P3ZEN-163113 ¦ MRT-YR05-P3ZEN-163114 ¦ T16182-YR05-P0CWQ-161141 ¦ T16182-YR05-P0CWQ-161142 ¦ T16182-YR05-P0CWQ-161143 ¦ T16182-YR05-P0CWQ-161146 ¦ T16182-YR05-P0CWQ-161147 ¦ GRT-YR05-P0ZEN-161131 ¦ GRT-YR05-P0ZEN-161132 ¦ GRT-YR05-P0ZEN-161133 ¦ GRT-YR05-P0ZEN-161134 ¦ GRT-YR05-P0ZEN-161135 ¦ GRT-YR05-P0ZEN-161136 ¦ GRT-YR05-P0BYA-165650 ¦ GRT-YR05-P0BYA-165647 ¦ GRT-YR05-P0BYA-165648 ¦ GRT-YR05-P0BYA-165649 ¦ CCP-W-B000-51-IA-H05-0006 ¦ CCP-W-B000-51-IA-H05-0004 ¦ CCP-W-B000-51-IA-H05-0002 ¦ CCP-W-B000-51-IA-H05-0005 ¦ CCP-W-B000-51-IA-H05-0001 | [DCS(For Block 2)] Outline & Detail Drawing for Console, Computer, Printer Desk ¦ [DCS(For Block 2)] Outline & Detail Drawing for Network Cabinet ¦ [DCS(For Block 2)] Outline & Detail Drawing for Marshalling and Relay Cabinet ¦ [DCS(For Block 2)] Outline & Detail Drawing for Power Distribution Cabinet ¦ [DCS(For Block 2)] Outline & Detail Drawing for System Cabinet ¦ [DCS(For Block 3&4)] Outline & Detail Drawing for Console, Computer, Printer Desk ¦ [DCS(For Block 3&4)] Outline & Detail Drawing for Network Cabinet ¦ [DCS(For Block 3&4)] Outline & Detail Drawing for Marshalling and Relay Cabinet ¦ [DCS(For Block 3&4)] Outline & Detail Drawing for Power Distribution Cabinet ¦ [DCS(For Block 3&4)] Outline & Detail Drawing for System Cabinet ¦ DCS - OUTLINE & DETAIL DRAWING FOR DCS SYSTEM CABINET ¦ DCS - OUTLINE & DETAIL DRAWING FOR LAN/SERVER CABINET ¦ DCS - OUTLINE & DETAIL DRAWING FOR MARSHALLING CABINET ¦ DCS - OUTLINE & DETAIL DRAWING FOR DCS CONSOLE & DESK ¦ DCS - OUTLINE & DETAIL DRAWING FOR DCS POWER DISTRIBUTION CABINET ¦ [DCS]_Outline & Detail Drawing for Console desk & Computer desk & Printer desk ¦ [DCS]_Outline & Detail Drawing for LAN Cabinet ¦ [DCS]_Outline & Detail Drawing for Power Distribution Cabinet ¦ [DCS]_Outline & Detail Drawing for System & Marshalling Cabinet ¦ [DCS]_Outline & Detail Drawing for Relay Cabinet ¦ [DCS]_Outline & Detail Drawing for Safety Related System Panel ¦ DCS Outline Drawing of SRS ¦ DCS Outline Drawing of DAS ¦ DCS Outline Drawing of GTC ¦ DCS Outline Drawing of GWC ¦ DCS - OUTLINE & DETAIL DRAWING FOR SAFETY RELATED SYSTEM CABINET ¦ DCS - OUTLINE & DETAIL DRAWING FOR NETWORK CABINET ¦ DCS - Outline & Detail drawing for SYSTEM AND MARSHALLING CABINET ¦ DCS - OUTLINE & DETAIL DRAWING FOR POWER DISTRIBUTION CABINET ¦ DCS - OUTLINE & DETAIL DRAWING FOR CONSOLE DESK & PRINTER DESK ¦ OUTLINE & DETAIL DRAWING_CONSOLE & DESK_DCS ¦ OUTLINE & DETAIL DRAWING_NETWORK CABINET_DCS ¦ OUTLINE & DETAIL DRAWING_CABINET TYPICAL_DCS ¦ OUTLINE & DETAIL DRAWING_MARSHALLING CABINET_DCS ¦ OUTLINE & DETAIL DRAWING_POWER DISTRIBUTION CABINET_DCS ¦ OUTLINE & DETAIL DRAWING_INTERPOSING RELAY CABINET_DCS ¦ OUTLINE & DETAIL DRAWING_SYSTEM CABINET_DCS | Merged identical system-cabinet outline/detail drawings across blocks and projects.
507 | DCS Vendor Document List | DCS | Instrumentation & Control | Technical Specification | Plant General System | General | Time Synchronization | DCS Time Synchronization Technical Specification | Vendor | Source-Grounded | Approved Source-Grounded | 6834 | Muara Tawar | MRT-CV03-P0ZEN-163101 ¦ MRT-CV03-P0ZEN-163102 ¦ MRT-CV03-P0ZEN-163103 ¦ MRT-CV03-P0ZEN-163108 | [DCS(For Block 2,3&4)] Functional Design Specification for Graphic ¦ [DCS(For Block 2,3&4)] Functional Design Specification for Hardware ¦ [DCS(For Block 2,3&4)] Functional Design Specification for Software ¦ [DCS(For Block 2,3&4)] Technical Specification for Time Synchronization | Kept time synchronization as a separate DCS technical specification deliverable.
508 | DCS Vendor Document List | DCS | Instrumentation & Control | Drawing | Plant General System | General | Time synchronization | DCS Time Synchronization Drawing | Vendor | Source-Grounded | Approved Source-Grounded | 7010 | R&N | SAU4005-G180-C__-&EFE-25007 ¦ SAU4005-G180-C__-&EFE-25008 ¦ SAU4005-G180-C__-&EFE-25023 | DCS(V) - Datasheet & Drawing for Time Synchronization ¦ DCS(V) - Datasheet & Drawings for Large Screen Display ¦ DCS(V) - Datasheet & Drawings for CCR Emergency Push Button | Split combined 'Datasheet & Drawing' evidence into Drawing deliverable row.
509 | DCS Vendor Document List | DCS | Instrumentation & Control | Wiring Diagram | Plant General System | LV Switchgear | DCS typical elementary wiring | DCS Typical Elementary Wiring Diagrams (Index & Typical Circuits) | Vendor | Source-Grounded | Approved Source-Grounded | 7073 | Fadhili ¦ Karabatan | T16182-YS00-P0ZEN-163301 ¦ T16182-YS00-P0ZEN-163302 ¦ T16182-YS00-P0ZEN-163303 ¦ T16182-YS00-P0ZEN-163304 ¦ T16182-YS00-P0ZEN-163305 ¦ T16182-YS00-P0ZEN-163306 ¦ T16182-YS00-P0ZEN-163307 ¦ T16182-YS00-P0ZEN-163308 ¦ T16182-YS00-P0ZEN-163309 ¦ T16182-YS00-P0ZEN-163310 ¦ T16182-YS00-P0ZEN-163311 ¦ T16182-YS00-P0ZEN-163312 ¦ T16182-YS00-P0ZEN-163313 ¦ T16182-YS00-P0ZEN-163314 ¦ T16182-YS00-P0ZEN-163315 ¦ T16182-YS00-P0ZEN-163316 ¦ T16182-YS00-P0ZEN-163317 ¦ T16182-YS00-P0ZEN-163318 ¦ T16182-YS00-P0ZEN-163319 ¦ T16182-YS00-P0ZEN-163320 ¦ T16182-YS00-P0ZEN-163321 ¦ T14211-7300-35-IA-321-002 | TYPICAL DCS ELEMENTARY WIRING DIAGRAM - INDEX ¦ TYPICAL DCS ELEMENTARY WIRING DIAGRAM FOR MV SWGR INCOMER ¦ TYPICAL DCS ELEMENTARY WIRING DIAGRAM FOR MV SWGR MOTOR FEEDER ¦ TYPICAL DCS ELEMENTARY WIRING DIAGRAM FOR MV SWGR TR FEEDER ¦ TYPICAL DCS ELEMENTARY WIRING DIAGRAM FOR MV SWGR BUS TIE ¦ TYPICAL DCS ELEMENTARY WIRING DIAGRAM FOR MV SWGR UNIT/COMMON TIE ¦ TYPICAL DCS ELEMENTARY WIRING DIAGRAM FOR PT PANEL ¦ TYPICAL DCS ELEMENTARY WIRING DIAGRAM FOR LV SWGR INCOMER ¦ TYPICAL DCS ELEMENTARY WIRING DIAGRAM FOR LV SWGR MOTOR FEEDER (ACB) ¦ TYPICAL DCS ELEMENTARY WIRING DIAGRAM FOR LV SWGR MOTOR FEEDER (MCCB) ¦ TYPICAL DCS ELEMENTARY WIRING DIAGRAM FOR LV SWGR NON MOTOR FEEDER (ACB) ¦ TYPICAL DCS ELEMENTARY WIRING DIAGRAM FOR LV SWGR NON MOTOR FEEDER (MCCB EHS) ¦ TYPICAL DCS ELEMENTARY WIRING DIAGRAM FOR LV SWGR BUS TIE ¦ TYPICAL DCS ELEMENTARY WIRING DIAGRAM FOR ANALOG INPUT ¦ TYPICAL DCS ELEMENTARY WIRING DIAGRAM FOR ANALOG OUTPUT ¦ TYPICAL DCS ELEMENTARY WIRING DIAGRAM FOR BINARY INPUT ¦ TYPICAL DCS ELEMENTARY WIRING DIAGRAM FOR BINARY OUTPUT ¦ TYPICAL DCS ELEMENTARY WIRING DIAGRAM FOR PNEUMATIC CONTROL VALVE - MODULATING ¦ TYPICAL DCS ELEMENTARY WIRING DIAGRAM FOR PNEUMATIC SHUT - OFF VALVE (SOLENOID VALVE) ¦ TYPICAL DCS ELEMENTARY WIRING DIAGRAM FOR MOTOR OPERATED VALVE - INTERNAL MCC ¦ TYPICAL DCS ELEMENTARY WIRING DIAGRAM FOR MOTOR OPERATED VALVE - FIELDBUS ¦ DCS Internal Interconnection Wiring Drawing | Consolidated the set of typical DCS elementary wiring diagrams into one standard deliverable family.
510 | DCS Vendor Document List | DCS | Instrumentation & Control | Technical Specification | Plant General System | Security | 3rd party datalinks | DCS 3rd Party Datalink Specification (OPC, IEC, Modbus) | Vendor | Source-Grounded | Approved Source-Grounded | 7110 | R&N | SAU4005-G180-C__-&EFE-25001 ¦ SAU4005-G180-C__-&EFE-25002 ¦ SAU4005-G180-C__-&EFE-25003 ¦ SAU4005-G180-C__-&EFE-25004 ¦ SAU4005-G180-C__-&EFE-25005 ¦ SAU4005-G180-C__-&EFE-25006 ¦ SAU4005-G180-C__-&EFE-25028 ¦ SAU4005-G180-C__-&EFE-25029 ¦ SAU4005-G180-C__-&EFE-25105 | DCS(V) - Functional Design Specification for Hardware ¦ DCS(V) - Functional Design Specification for Software ¦ DCS(V) - Functional Design Specification for Graphic ¦ DCS(V) - Functional Design Specification for Safety Related System ¦ DCS(V) - Functional Design Specification for Cyber Security and Network ¦ DCS(V) - Functional Design Specification for Plant Performance Monitoring System ¦ DCS(V) - Functional Design Specification for Field Instrument Management System ¦ DCS(V) - Functional Design Specification for Remote Monitoring System ¦ DCS(V) - 3rd Party Datalink Specification(OPC, IEC, Modbus) | Kept as separate conventional interface specification deliverable.
511 | DCS Vendor Document List | DCS | Instrumentation & Control | Technical Specification | Plant General System | Security | Cyber security and network | DCS Functional Design Specification – Cyber Security and Network | Vendor | Source-Grounded | Approved Source-Grounded | 7110 ¦ 7117 | R&N ¦ Fadhili ¦ Grati ¦ Karabatan ¦ Turkistan ¦ Ukudu | SAU4005-G180-C__-&EFE-25001 ¦ SAU4005-G180-C__-&EFE-25002 ¦ SAU4005-G180-C__-&EFE-25003 ¦ SAU4005-G180-C__-&EFE-25004 ¦ SAU4005-G180-C__-&EFE-25005 ¦ SAU4005-G180-C__-&EFE-25006 ¦ SAU4005-G180-C__-&EFE-25028 ¦ SAU4005-G180-C__-&EFE-25029 ¦ SAU4005-G180-C__-&EFE-25105 ¦ T16182-CV03-P0CRN-161103 ¦ T16182-CV03-P0CRN-161104 ¦ T16182-CV03-P0CRN-161105 ¦ T16182-CV03-P0CWQ-161132 ¦ T16182-CV03-P0CWQ-161133 ¦ T16182-CV03-P0CWQ-161135 ¦ T16182-CV03-P0CRT-161149 ¦ GRT-CV03-P0ZEN-161110 ¦ GRT-CV03-P0ZEN-161111 ¦ GRT-CV03-P0ZEN-161112 ¦ GRT-CV03-P0ZEN-161116 ¦ GRT-CV03-P0ZEN-161117 ¦ GRT-DC01-P0BYA-165644 ¦ GRT-YR00-P0BYA-165645 ¦ GRT-DC01-P0BYA-165646 ¦ T14211-7300-35-IA-338-008 ¦ SAU4005-G000-C__-&EEC-00789 ¦ CCP-W-B000-51-IA-B16-0001 ¦ CCP-W-B000-51-IA-B16-0002 ¦ CCP-W-B000-51-IA-B16-0003 ¦ CCP-W-B000-51-IA-B16-0006 ¦ CCP-W-B000-51-IA-B16-0007 ¦ CCP-W-B000-51-IA-B16-0008 | DCS(V) - Functional Design Specification for Hardware ¦ DCS(V) - Functional Design Specification for Software ¦ DCS(V) - Functional Design Specification for Graphic ¦ DCS(V) - Functional Design Specification for Safety Related System ¦ DCS(V) - Functional Design Specification for Cyber Security and Network ¦ DCS(V) - Functional Design Specification for Plant Performance Monitoring System ¦ DCS(V) - Functional Design Specification for Field Instrument Management System ¦ DCS(V) - Functional Design Specification for Remote Monitoring System ¦ DCS(V) - 3rd Party Datalink Specification(OPC, IEC, Modbus) ¦ DCS - FUNCTIONAL DESIGN SPECIFICATION FOR HARDWARE ¦ DCS - FUNCTIONAL DESIGN SPECIFICATION FOR SOFTWARE ¦ DCS - FUNCTIONAL DESIGN SPECIFICATION FOR HMI GRAPHIC ¦ DCS - TECHNICAL SPECIFICATION FOR TIME SYNCHRONIZATION ¦ DCS - TECHNICAL SPECIFICATION FOR EMERGENCY PUSH BUTTON ¦ DCS - TECHNICAL SPECIFICATION FOR LARGE SCREEN DISPLAY ¦ DCS - TECHNICAL SPECIFICATION FOR FIELDBUS MOV ¦ [DCS]_Functional Design Specification for Hardware ¦ [DCS]_Functional Design Specification for Software ¦ [DCS]_Functional Design Specification for Graphic ¦ [DCS]_Functional Design Specification for Safety Related System ¦ [DCS]_Functional Design Specification for Performance Monitoring System ¦ DCS Hardware Specification ¦ DCS Software Specification og GTC ¦ DCS SRS Specification of GTC ¦ DCS Graphic Functional Design Specification ¦ Technical Specifications for DCS ¦ DCS - FUNCTIONAL DESIGN SPECIFICATION FOR GRAPHIC ¦ DCS - FUNCTIONAL DESIGN SPECIFICATION FOR SAFETY RELATED SYSTEM ¦ DCS - FUNCTIONAL DESIGN SPECIFICATION FOR PLANT INFORMATION SYSTEM ¦ DCS - FUNCTIONAL DESIGN SPECIFICATION FOR CYBER SECURITY SYSTEM ¦ TECHNICAL SPECIFICATION_DCS ¦ TECHNICAL SPECIFICATION_EMERGENCY PUSH BUTTON_DCS ¦ TECHNICAL SPECIFICATION_LARGE SCREEN DISPLAY_DCS ¦ TECHNICAL SPECIFICATION_TIME SYNCHRONIZATION_DCS ¦ TECHNICAL SPECIFICATION_CYBER SECURITY & ANTI VIRUS_DCS | Merged cyber security/network FDS and 'Cyber Security System' variants into one standard deliverable.
512 | DCS Vendor Document List | DCS | Instrumentation & Control | Technical Specification | Plant General System | Security | DCS hardware | DCS Functional Design Specification – Hardware | Vendor | Source-Grounded | Approved Source-Grounded | 7110 ¦ 7117 | R&N ¦ Fadhili ¦ Grati ¦ Karabatan ¦ Turkistan ¦ Ukudu | SAU4005-G180-C__-&EFE-25001 ¦ SAU4005-G180-C__-&EFE-25002 ¦ SAU4005-G180-C__-&EFE-25003 ¦ SAU4005-G180-C__-&EFE-25004 ¦ SAU4005-G180-C__-&EFE-25005 ¦ SAU4005-G180-C__-&EFE-25006 ¦ SAU4005-G180-C__-&EFE-25028 ¦ SAU4005-G180-C__-&EFE-25029 ¦ SAU4005-G180-C__-&EFE-25105 ¦ T16182-CV03-P0CRN-161103 ¦ T16182-CV03-P0CRN-161104 ¦ T16182-CV03-P0CRN-161105 ¦ T16182-CV03-P0CWQ-161132 ¦ T16182-CV03-P0CWQ-161133 ¦ T16182-CV03-P0CWQ-161135 ¦ T16182-CV03-P0CRT-161149 ¦ GRT-CV03-P0ZEN-161110 ¦ GRT-CV03-P0ZEN-161111 ¦ GRT-CV03-P0ZEN-161112 ¦ GRT-CV03-P0ZEN-161116 ¦ GRT-CV03-P0ZEN-161117 ¦ GRT-DC01-P0BYA-165644 ¦ GRT-YR00-P0BYA-165645 ¦ GRT-DC01-P0BYA-165646 ¦ T14211-7300-35-IA-338-008 ¦ SAU4005-G000-C__-&EEC-00789 ¦ CCP-W-B000-51-IA-B16-0001 ¦ CCP-W-B000-51-IA-B16-0002 ¦ CCP-W-B000-51-IA-B16-0003 ¦ CCP-W-B000-51-IA-B16-0006 ¦ CCP-W-B000-51-IA-B16-0007 ¦ CCP-W-B000-51-IA-B16-0008 | DCS(V) - Functional Design Specification for Hardware ¦ DCS(V) - Functional Design Specification for Software ¦ DCS(V) - Functional Design Specification for Graphic ¦ DCS(V) - Functional Design Specification for Safety Related System ¦ DCS(V) - Functional Design Specification for Cyber Security and Network ¦ DCS(V) - Functional Design Specification for Plant Performance Monitoring System ¦ DCS(V) - Functional Design Specification for Field Instrument Management System ¦ DCS(V) - Functional Design Specification for Remote Monitoring System ¦ DCS(V) - 3rd Party Datalink Specification(OPC, IEC, Modbus) ¦ DCS - FUNCTIONAL DESIGN SPECIFICATION FOR HARDWARE ¦ DCS - FUNCTIONAL DESIGN SPECIFICATION FOR SOFTWARE ¦ DCS - FUNCTIONAL DESIGN SPECIFICATION FOR HMI GRAPHIC ¦ DCS - TECHNICAL SPECIFICATION FOR TIME SYNCHRONIZATION ¦ DCS - TECHNICAL SPECIFICATION FOR EMERGENCY PUSH BUTTON ¦ DCS - TECHNICAL SPECIFICATION FOR LARGE SCREEN DISPLAY ¦ DCS - TECHNICAL SPECIFICATION FOR FIELDBUS MOV ¦ [DCS]_Functional Design Specification for Hardware ¦ [DCS]_Functional Design Specification for Software ¦ [DCS]_Functional Design Specification for Graphic ¦ [DCS]_Functional Design Specification for Safety Related System ¦ [DCS]_Functional Design Specification for Performance Monitoring System ¦ DCS Hardware Specification ¦ DCS Software Specification og GTC ¦ DCS SRS Specification of GTC ¦ DCS Graphic Functional Design Specification ¦ Technical Specifications for DCS ¦ DCS - FUNCTIONAL DESIGN SPECIFICATION FOR GRAPHIC ¦ DCS - FUNCTIONAL DESIGN SPECIFICATION FOR SAFETY RELATED SYSTEM ¦ DCS - FUNCTIONAL DESIGN SPECIFICATION FOR PLANT INFORMATION SYSTEM ¦ DCS - FUNCTIONAL DESIGN SPECIFICATION FOR CYBER SECURITY SYSTEM ¦ TECHNICAL SPECIFICATION_DCS ¦ TECHNICAL SPECIFICATION_EMERGENCY PUSH BUTTON_DCS ¦ TECHNICAL SPECIFICATION_LARGE SCREEN DISPLAY_DCS ¦ TECHNICAL SPECIFICATION_TIME SYNCHRONIZATION_DCS ¦ TECHNICAL SPECIFICATION_CYBER SECURITY & ANTI VIRUS_DCS | Merged 'Functional Design Specification for Hardware' across DCS and DCS(V) rows; standardized as vendor FDS deliverable.
513 | DCS Vendor Document List | DCS | Instrumentation & Control | Technical Specification | Plant General System | Security | DCS software | DCS Functional Design Specification – Software | Vendor | Source-Grounded | Approved Source-Grounded | 7110 ¦ 7117 | R&N ¦ Fadhili ¦ Grati ¦ Karabatan ¦ Turkistan ¦ Ukudu | SAU4005-G180-C__-&EFE-25001 ¦ SAU4005-G180-C__-&EFE-25002 ¦ SAU4005-G180-C__-&EFE-25003 ¦ SAU4005-G180-C__-&EFE-25004 ¦ SAU4005-G180-C__-&EFE-25005 ¦ SAU4005-G180-C__-&EFE-25006 ¦ SAU4005-G180-C__-&EFE-25028 ¦ SAU4005-G180-C__-&EFE-25029 ¦ SAU4005-G180-C__-&EFE-25105 ¦ T16182-CV03-P0CRN-161103 ¦ T16182-CV03-P0CRN-161104 ¦ T16182-CV03-P0CRN-161105 ¦ T16182-CV03-P0CWQ-161132 ¦ T16182-CV03-P0CWQ-161133 ¦ T16182-CV03-P0CWQ-161135 ¦ T16182-CV03-P0CRT-161149 ¦ GRT-CV03-P0ZEN-161110 ¦ GRT-CV03-P0ZEN-161111 ¦ GRT-CV03-P0ZEN-161112 ¦ GRT-CV03-P0ZEN-161116 ¦ GRT-CV03-P0ZEN-161117 ¦ GRT-DC01-P0BYA-165644 ¦ GRT-YR00-P0BYA-165645 ¦ GRT-DC01-P0BYA-165646 ¦ T14211-7300-35-IA-338-008 ¦ SAU4005-G000-C__-&EEC-00789 ¦ CCP-W-B000-51-IA-B16-0001 ¦ CCP-W-B000-51-IA-B16-0002 ¦ CCP-W-B000-51-IA-B16-0003 ¦ CCP-W-B000-51-IA-B16-0006 ¦ CCP-W-B000-51-IA-B16-0007 ¦ CCP-W-B000-51-IA-B16-0008 | DCS(V) - Functional Design Specification for Hardware ¦ DCS(V) - Functional Design Specification for Software ¦ DCS(V) - Functional Design Specification for Graphic ¦ DCS(V) - Functional Design Specification for Safety Related System ¦ DCS(V) - Functional Design Specification for Cyber Security and Network ¦ DCS(V) - Functional Design Specification for Plant Performance Monitoring System ¦ DCS(V) - Functional Design Specification for Field Instrument Management System ¦ DCS(V) - Functional Design Specification for Remote Monitoring System ¦ DCS(V) - 3rd Party Datalink Specification(OPC, IEC, Modbus) ¦ DCS - FUNCTIONAL DESIGN SPECIFICATION FOR HARDWARE ¦ DCS - FUNCTIONAL DESIGN SPECIFICATION FOR SOFTWARE ¦ DCS - FUNCTIONAL DESIGN SPECIFICATION FOR HMI GRAPHIC ¦ DCS - TECHNICAL SPECIFICATION FOR TIME SYNCHRONIZATION ¦ DCS - TECHNICAL SPECIFICATION FOR EMERGENCY PUSH BUTTON ¦ DCS - TECHNICAL SPECIFICATION FOR LARGE SCREEN DISPLAY ¦ DCS - TECHNICAL SPECIFICATION FOR FIELDBUS MOV ¦ [DCS]_Functional Design Specification for Hardware ¦ [DCS]_Functional Design Specification for Software ¦ [DCS]_Functional Design Specification for Graphic ¦ [DCS]_Functional Design Specification for Safety Related System ¦ [DCS]_Functional Design Specification for Performance Monitoring System ¦ DCS Hardware Specification ¦ DCS Software Specification og GTC ¦ DCS SRS Specification of GTC ¦ DCS Graphic Functional Design Specification ¦ Technical Specifications for DCS ¦ DCS - FUNCTIONAL DESIGN SPECIFICATION FOR GRAPHIC ¦ DCS - FUNCTIONAL DESIGN SPECIFICATION FOR SAFETY RELATED SYSTEM ¦ DCS - FUNCTIONAL DESIGN SPECIFICATION FOR PLANT INFORMATION SYSTEM ¦ DCS - FUNCTIONAL DESIGN SPECIFICATION FOR CYBER SECURITY SYSTEM ¦ TECHNICAL SPECIFICATION_DCS ¦ TECHNICAL SPECIFICATION_EMERGENCY PUSH BUTTON_DCS ¦ TECHNICAL SPECIFICATION_LARGE SCREEN DISPLAY_DCS ¦ TECHNICAL SPECIFICATION_TIME SYNCHRONIZATION_DCS ¦ TECHNICAL SPECIFICATION_CYBER SECURITY & ANTI VIRUS_DCS | Merged software FDS entries across sources; removed project qualifiers.
514 | DCS Vendor Document List | DCS | Instrumentation & Control | Technical Specification | Plant General System | Security | Emergency push button | DCS Technical Specification – Emergency Push Button | Vendor | Source-Grounded | Approved Source-Grounded | 7117 | Fadhili ¦ Grati ¦ Karabatan ¦ R&N ¦ Turkistan ¦ Ukudu | T16182-CV03-P0CRN-161103 ¦ T16182-CV03-P0CRN-161104 ¦ T16182-CV03-P0CRN-161105 ¦ T16182-CV03-P0CWQ-161132 ¦ T16182-CV03-P0CWQ-161133 ¦ T16182-CV03-P0CWQ-161135 ¦ T16182-CV03-P0CRT-161149 ¦ GRT-CV03-P0ZEN-161110 ¦ GRT-CV03-P0ZEN-161111 ¦ GRT-CV03-P0ZEN-161112 ¦ GRT-CV03-P0ZEN-161116 ¦ GRT-CV03-P0ZEN-161117 ¦ GRT-DC01-P0BYA-165644 ¦ GRT-YR00-P0BYA-165645 ¦ GRT-DC01-P0BYA-165646 ¦ T14211-7300-35-IA-338-008 ¦ SAU4005-G000-C__-&EEC-00789 ¦ CCP-W-B000-51-IA-B16-0001 ¦ CCP-W-B000-51-IA-B16-0002 ¦ CCP-W-B000-51-IA-B16-0003 ¦ CCP-W-B000-51-IA-B16-0006 ¦ CCP-W-B000-51-IA-B16-0007 ¦ CCP-W-B000-51-IA-B16-0008 | DCS - FUNCTIONAL DESIGN SPECIFICATION FOR HARDWARE ¦ DCS - FUNCTIONAL DESIGN SPECIFICATION FOR SOFTWARE ¦ DCS - FUNCTIONAL DESIGN SPECIFICATION FOR HMI GRAPHIC ¦ DCS - TECHNICAL SPECIFICATION FOR TIME SYNCHRONIZATION ¦ DCS - TECHNICAL SPECIFICATION FOR EMERGENCY PUSH BUTTON ¦ DCS - TECHNICAL SPECIFICATION FOR LARGE SCREEN DISPLAY ¦ DCS - TECHNICAL SPECIFICATION FOR FIELDBUS MOV ¦ [DCS]_Functional Design Specification for Hardware ¦ [DCS]_Functional Design Specification for Software ¦ [DCS]_Functional Design Specification for Graphic ¦ [DCS]_Functional Design Specification for Safety Related System ¦ [DCS]_Functional Design Specification for Performance Monitoring System ¦ DCS Hardware Specification ¦ DCS Software Specification og GTC ¦ DCS SRS Specification of GTC ¦ DCS Graphic Functional Design Specification ¦ Technical Specifications for DCS ¦ DCS - FUNCTIONAL DESIGN SPECIFICATION FOR GRAPHIC ¦ DCS - FUNCTIONAL DESIGN SPECIFICATION FOR SAFETY RELATED SYSTEM ¦ DCS - FUNCTIONAL DESIGN SPECIFICATION FOR PLANT INFORMATION SYSTEM ¦ DCS - FUNCTIONAL DESIGN SPECIFICATION FOR CYBER SECURITY SYSTEM ¦ TECHNICAL SPECIFICATION_DCS ¦ TECHNICAL SPECIFICATION_EMERGENCY PUSH BUTTON_DCS ¦ TECHNICAL SPECIFICATION_LARGE SCREEN DISPLAY_DCS ¦ TECHNICAL SPECIFICATION_TIME SYNCHRONIZATION_DCS ¦ TECHNICAL SPECIFICATION_CYBER SECURITY & ANTI VIRUS_DCS | Separated EPB technical specification as distinct accessory/interface item within DCS vendor scope.
515 | DCS Vendor Document List | DCS | Instrumentation & Control | Technical Specification | Plant General System | Security | FIELDBUS MOV | DCS Technical Specification – FIELDBUS MOV | Vendor | Source-Grounded | Approved Source-Grounded | 7117 | Fadhili ¦ Grati ¦ Karabatan ¦ R&N ¦ Turkistan ¦ Ukudu | T16182-CV03-P0CRN-161103 ¦ T16182-CV03-P0CRN-161104 ¦ T16182-CV03-P0CRN-161105 ¦ T16182-CV03-P0CWQ-161132 ¦ T16182-CV03-P0CWQ-161133 ¦ T16182-CV03-P0CWQ-161135 ¦ T16182-CV03-P0CRT-161149 ¦ GRT-CV03-P0ZEN-161110 ¦ GRT-CV03-P0ZEN-161111 ¦ GRT-CV03-P0ZEN-161112 ¦ GRT-CV03-P0ZEN-161116 ¦ GRT-CV03-P0ZEN-161117 ¦ GRT-DC01-P0BYA-165644 ¦ GRT-YR00-P0BYA-165645 ¦ GRT-DC01-P0BYA-165646 ¦ T14211-7300-35-IA-338-008 ¦ SAU4005-G000-C__-&EEC-00789 ¦ CCP-W-B000-51-IA-B16-0001 ¦ CCP-W-B000-51-IA-B16-0002 ¦ CCP-W-B000-51-IA-B16-0003 ¦ CCP-W-B000-51-IA-B16-0006 ¦ CCP-W-B000-51-IA-B16-0007 ¦ CCP-W-B000-51-IA-B16-0008 | DCS - FUNCTIONAL DESIGN SPECIFICATION FOR HARDWARE ¦ DCS - FUNCTIONAL DESIGN SPECIFICATION FOR SOFTWARE ¦ DCS - FUNCTIONAL DESIGN SPECIFICATION FOR HMI GRAPHIC ¦ DCS - TECHNICAL SPECIFICATION FOR TIME SYNCHRONIZATION ¦ DCS - TECHNICAL SPECIFICATION FOR EMERGENCY PUSH BUTTON ¦ DCS - TECHNICAL SPECIFICATION FOR LARGE SCREEN DISPLAY ¦ DCS - TECHNICAL SPECIFICATION FOR FIELDBUS MOV ¦ [DCS]_Functional Design Specification for Hardware ¦ [DCS]_Functional Design Specification for Software ¦ [DCS]_Functional Design Specification for Graphic ¦ [DCS]_Functional Design Specification for Safety Related System ¦ [DCS]_Functional Design Specification for Performance Monitoring System ¦ DCS Hardware Specification ¦ DCS Software Specification og GTC ¦ DCS SRS Specification of GTC ¦ DCS Graphic Functional Design Specification ¦ Technical Specifications for DCS ¦ DCS - FUNCTIONAL DESIGN SPECIFICATION FOR GRAPHIC ¦ DCS - FUNCTIONAL DESIGN SPECIFICATION FOR SAFETY RELATED SYSTEM ¦ DCS - FUNCTIONAL DESIGN SPECIFICATION FOR PLANT INFORMATION SYSTEM ¦ DCS - FUNCTIONAL DESIGN SPECIFICATION FOR CYBER SECURITY SYSTEM ¦ TECHNICAL SPECIFICATION_DCS ¦ TECHNICAL SPECIFICATION_EMERGENCY PUSH BUTTON_DCS ¦ TECHNICAL SPECIFICATION_LARGE SCREEN DISPLAY_DCS ¦ TECHNICAL SPECIFICATION_TIME SYNCHRONIZATION_DCS ¦ TECHNICAL SPECIFICATION_CYBER SECURITY & ANTI VIRUS_DCS | Kept distinct because source explicitly includes FIELDBUS MOV technical specification under DCS documents.
516 | DCS Vendor Document List | DCS | Instrumentation & Control | Technical Specification | Plant General System | Security | Field Instrument Management System | DCS Functional Design Specification – Field Instrument Management System | Vendor | Source-Grounded | Approved Source-Grounded | 7110 | R&N | SAU4005-G180-C__-&EFE-25001 ¦ SAU4005-G180-C__-&EFE-25002 ¦ SAU4005-G180-C__-&EFE-25003 ¦ SAU4005-G180-C__-&EFE-25004 ¦ SAU4005-G180-C__-&EFE-25005 ¦ SAU4005-G180-C__-&EFE-25006 ¦ SAU4005-G180-C__-&EFE-25028 ¦ SAU4005-G180-C__-&EFE-25029 ¦ SAU4005-G180-C__-&EFE-25105 | DCS(V) - Functional Design Specification for Hardware ¦ DCS(V) - Functional Design Specification for Software ¦ DCS(V) - Functional Design Specification for Graphic ¦ DCS(V) - Functional Design Specification for Safety Related System ¦ DCS(V) - Functional Design Specification for Cyber Security and Network ¦ DCS(V) - Functional Design Specification for Plant Performance Monitoring System ¦ DCS(V) - Functional Design Specification for Field Instrument Management System ¦ DCS(V) - Functional Design Specification for Remote Monitoring System ¦ DCS(V) - 3rd Party Datalink Specification(OPC, IEC, Modbus) | Single-source distinct FDS scope; kept separate.
517 | DCS Vendor Document List | DCS | Instrumentation & Control | Technical Specification | Plant General System | Security | HMI graphics | DCS Functional Design Specification – HMI Graphic | Vendor | Source-Grounded | Approved Source-Grounded | 7110 ¦ 7117 | R&N ¦ Fadhili ¦ Grati ¦ Karabatan ¦ Turkistan ¦ Ukudu | SAU4005-G180-C__-&EFE-25001 ¦ SAU4005-G180-C__-&EFE-25002 ¦ SAU4005-G180-C__-&EFE-25003 ¦ SAU4005-G180-C__-&EFE-25004 ¦ SAU4005-G180-C__-&EFE-25005 ¦ SAU4005-G180-C__-&EFE-25006 ¦ SAU4005-G180-C__-&EFE-25028 ¦ SAU4005-G180-C__-&EFE-25029 ¦ SAU4005-G180-C__-&EFE-25105 ¦ T16182-CV03-P0CRN-161103 ¦ T16182-CV03-P0CRN-161104 ¦ T16182-CV03-P0CRN-161105 ¦ T16182-CV03-P0CWQ-161132 ¦ T16182-CV03-P0CWQ-161133 ¦ T16182-CV03-P0CWQ-161135 ¦ T16182-CV03-P0CRT-161149 ¦ GRT-CV03-P0ZEN-161110 ¦ GRT-CV03-P0ZEN-161111 ¦ GRT-CV03-P0ZEN-161112 ¦ GRT-CV03-P0ZEN-161116 ¦ GRT-CV03-P0ZEN-161117 ¦ GRT-DC01-P0BYA-165644 ¦ GRT-YR00-P0BYA-165645 ¦ GRT-DC01-P0BYA-165646 ¦ T14211-7300-35-IA-338-008 ¦ SAU4005-G000-C__-&EEC-00789 ¦ CCP-W-B000-51-IA-B16-0001 ¦ CCP-W-B000-51-IA-B16-0002 ¦ CCP-W-B000-51-IA-B16-0003 ¦ CCP-W-B000-51-IA-B16-0006 ¦ CCP-W-B000-51-IA-B16-0007 ¦ CCP-W-B000-51-IA-B16-0008 | DCS(V) - Functional Design Specification for Hardware ¦ DCS(V) - Functional Design Specification for Software ¦ DCS(V) - Functional Design Specification for Graphic ¦ DCS(V) - Functional Design Specification for Safety Related System ¦ DCS(V) - Functional Design Specification for Cyber Security and Network ¦ DCS(V) - Functional Design Specification for Plant Performance Monitoring System ¦ DCS(V) - Functional Design Specification for Field Instrument Management System ¦ DCS(V) - Functional Design Specification for Remote Monitoring System ¦ DCS(V) - 3rd Party Datalink Specification(OPC, IEC, Modbus) ¦ DCS - FUNCTIONAL DESIGN SPECIFICATION FOR HARDWARE ¦ DCS - FUNCTIONAL DESIGN SPECIFICATION FOR SOFTWARE ¦ DCS - FUNCTIONAL DESIGN SPECIFICATION FOR HMI GRAPHIC ¦ DCS - TECHNICAL SPECIFICATION FOR TIME SYNCHRONIZATION ¦ DCS - TECHNICAL SPECIFICATION FOR EMERGENCY PUSH BUTTON ¦ DCS - TECHNICAL SPECIFICATION FOR LARGE SCREEN DISPLAY ¦ DCS - TECHNICAL SPECIFICATION FOR FIELDBUS MOV ¦ [DCS]_Functional Design Specification for Hardware ¦ [DCS]_Functional Design Specification for Software ¦ [DCS]_Functional Design Specification for Graphic ¦ [DCS]_Functional Design Specification for Safety Related System ¦ [DCS]_Functional Design Specification for Performance Monitoring System ¦ DCS Hardware Specification ¦ DCS Software Specification og GTC ¦ DCS SRS Specification of GTC ¦ DCS Graphic Functional Design Specification ¦ Technical Specifications for DCS ¦ DCS - FUNCTIONAL DESIGN SPECIFICATION FOR GRAPHIC ¦ DCS - FUNCTIONAL DESIGN SPECIFICATION FOR SAFETY RELATED SYSTEM ¦ DCS - FUNCTIONAL DESIGN SPECIFICATION FOR PLANT INFORMATION SYSTEM ¦ DCS - FUNCTIONAL DESIGN SPECIFICATION FOR CYBER SECURITY SYSTEM ¦ TECHNICAL SPECIFICATION_DCS ¦ TECHNICAL SPECIFICATION_EMERGENCY PUSH BUTTON_DCS ¦ TECHNICAL SPECIFICATION_LARGE SCREEN DISPLAY_DCS ¦ TECHNICAL SPECIFICATION_TIME SYNCHRONIZATION_DCS ¦ TECHNICAL SPECIFICATION_CYBER SECURITY & ANTI VIRUS_DCS | Standardized graphic-related FDS; kept separate from hardware/software.
518 | DCS Vendor Document List | DCS | Instrumentation & Control | Technical Specification | Plant General System | Security | Plant Performance Monitoring System | DCS Functional Design Specification – Plant Performance Monitoring System | Vendor | Source-Grounded | Approved Source-Grounded | 7110 ¦ 7117 | R&N ¦ Fadhili ¦ Grati ¦ Karabatan ¦ Turkistan ¦ Ukudu | SAU4005-G180-C__-&EFE-25001 ¦ SAU4005-G180-C__-&EFE-25002 ¦ SAU4005-G180-C__-&EFE-25003 ¦ SAU4005-G180-C__-&EFE-25004 ¦ SAU4005-G180-C__-&EFE-25005 ¦ SAU4005-G180-C__-&EFE-25006 ¦ SAU4005-G180-C__-&EFE-25028 ¦ SAU4005-G180-C__-&EFE-25029 ¦ SAU4005-G180-C__-&EFE-25105 ¦ T16182-CV03-P0CRN-161103 ¦ T16182-CV03-P0CRN-161104 ¦ T16182-CV03-P0CRN-161105 ¦ T16182-CV03-P0CWQ-161132 ¦ T16182-CV03-P0CWQ-161133 ¦ T16182-CV03-P0CWQ-161135 ¦ T16182-CV03-P0CRT-161149 ¦ GRT-CV03-P0ZEN-161110 ¦ GRT-CV03-P0ZEN-161111 ¦ GRT-CV03-P0ZEN-161112 ¦ GRT-CV03-P0ZEN-161116 ¦ GRT-CV03-P0ZEN-161117 ¦ GRT-DC01-P0BYA-165644 ¦ GRT-YR00-P0BYA-165645 ¦ GRT-DC01-P0BYA-165646 ¦ T14211-7300-35-IA-338-008 ¦ SAU4005-G000-C__-&EEC-00789 ¦ CCP-W-B000-51-IA-B16-0001 ¦ CCP-W-B000-51-IA-B16-0002 ¦ CCP-W-B000-51-IA-B16-0003 ¦ CCP-W-B000-51-IA-B16-0006 ¦ CCP-W-B000-51-IA-B16-0007 ¦ CCP-W-B000-51-IA-B16-0008 | DCS(V) - Functional Design Specification for Hardware ¦ DCS(V) - Functional Design Specification for Software ¦ DCS(V) - Functional Design Specification for Graphic ¦ DCS(V) - Functional Design Specification for Safety Related System ¦ DCS(V) - Functional Design Specification for Cyber Security and Network ¦ DCS(V) - Functional Design Specification for Plant Performance Monitoring System ¦ DCS(V) - Functional Design Specification for Field Instrument Management System ¦ DCS(V) - Functional Design Specification for Remote Monitoring System ¦ DCS(V) - 3rd Party Datalink Specification(OPC, IEC, Modbus) ¦ DCS - FUNCTIONAL DESIGN SPECIFICATION FOR HARDWARE ¦ DCS - FUNCTIONAL DESIGN SPECIFICATION FOR SOFTWARE ¦ DCS - FUNCTIONAL DESIGN SPECIFICATION FOR HMI GRAPHIC ¦ DCS - TECHNICAL SPECIFICATION FOR TIME SYNCHRONIZATION ¦ DCS - TECHNICAL SPECIFICATION FOR EMERGENCY PUSH BUTTON ¦ DCS - TECHNICAL SPECIFICATION FOR LARGE SCREEN DISPLAY ¦ DCS - TECHNICAL SPECIFICATION FOR FIELDBUS MOV ¦ [DCS]_Functional Design Specification for Hardware ¦ [DCS]_Functional Design Specification for Software ¦ [DCS]_Functional Design Specification for Graphic ¦ [DCS]_Functional Design Specification for Safety Related System ¦ [DCS]_Functional Design Specification for Performance Monitoring System ¦ DCS Hardware Specification ¦ DCS Software Specification og GTC ¦ DCS SRS Specification of GTC ¦ DCS Graphic Functional Design Specification ¦ Technical Specifications for DCS ¦ DCS - FUNCTIONAL DESIGN SPECIFICATION FOR GRAPHIC ¦ DCS - FUNCTIONAL DESIGN SPECIFICATION FOR SAFETY RELATED SYSTEM ¦ DCS - FUNCTIONAL DESIGN SPECIFICATION FOR PLANT INFORMATION SYSTEM ¦ DCS - FUNCTIONAL DESIGN SPECIFICATION FOR CYBER SECURITY SYSTEM ¦ TECHNICAL SPECIFICATION_DCS ¦ TECHNICAL SPECIFICATION_EMERGENCY PUSH BUTTON_DCS ¦ TECHNICAL SPECIFICATION_LARGE SCREEN DISPLAY_DCS ¦ TECHNICAL SPECIFICATION_TIME SYNCHRONIZATION_DCS ¦ TECHNICAL SPECIFICATION_CYBER SECURITY & ANTI VIRUS_DCS | Kept separate due to distinct application scope in source titles.
519 | DCS Vendor Document List | DCS | Instrumentation & Control | Technical Specification | Plant General System | Security | Plant information historian / plant information system | DCS Functional Design Specification – Plant Information System / Historian | Vendor | Source-Grounded | Approved Source-Grounded | 7004 ¦ 7117 | Fadhili ¦ Grati ¦ Karabatan ¦ R&N ¦ Turkistan ¦ Ukudu | T16182-YD00-P0CRN-161113 ¦ T16182-CV03-P0CWQ-161121 ¦ T16182-CV03-P0CWQ-161122 ¦ T16182-CV03-P0CWQ-161123 ¦ GRT-YD07-P0ZEN-161122 ¦ T14211-7300-IA-TBE-0002 ¦ T16182-CV03-P0CRN-161103 ¦ T16182-CV03-P0CRN-161104 ¦ T16182-CV03-P0CRN-161105 ¦ T16182-CV03-P0CWQ-161132 ¦ T16182-CV03-P0CWQ-161133 ¦ T16182-CV03-P0CWQ-161135 ¦ T16182-CV03-P0CRT-161149 ¦ GRT-CV03-P0ZEN-161110 ¦ GRT-CV03-P0ZEN-161111 ¦ GRT-CV03-P0ZEN-161112 ¦ GRT-CV03-P0ZEN-161116 ¦ GRT-CV03-P0ZEN-161117 ¦ GRT-DC01-P0BYA-165644 ¦ GRT-YR00-P0BYA-165645 ¦ GRT-DC01-P0BYA-165646 ¦ T14211-7300-35-IA-338-008 ¦ SAU4005-G000-C__-&EEC-00789 ¦ CCP-W-B000-51-IA-B16-0001 ¦ CCP-W-B000-51-IA-B16-0002 ¦ CCP-W-B000-51-IA-B16-0003 ¦ CCP-W-B000-51-IA-B16-0006 ¦ CCP-W-B000-51-IA-B16-0007 ¦ CCP-W-B000-51-IA-B16-0008 | DCS - IO & MODULE ALLOCATION ¦ DCS - PERFORMANCE MONITORING SYSTEM ¦ DCS - PLANT INFORMATION HISTORIAN ¦ DCS - FIELD INSTRUMENT MONITORING SYSTEM ¦ [DCS]_IO & Module Allocation ¦ Technical Bid Evaluation for DCS ¦ DCS Vendor Document ¦ DCS - FUNCTIONAL DESIGN SPECIFICATION FOR HARDWARE ¦ DCS - FUNCTIONAL DESIGN SPECIFICATION FOR SOFTWARE ¦ DCS - FUNCTIONAL DESIGN SPECIFICATION FOR HMI GRAPHIC ¦ DCS - TECHNICAL SPECIFICATION FOR TIME SYNCHRONIZATION ¦ DCS - TECHNICAL SPECIFICATION FOR EMERGENCY PUSH BUTTON ¦ DCS - TECHNICAL SPECIFICATION FOR LARGE SCREEN DISPLAY ¦ DCS - TECHNICAL SPECIFICATION FOR FIELDBUS MOV ¦ [DCS]_Functional Design Specification for Hardware ¦ [DCS]_Functional Design Specification for Software ¦ [DCS]_Functional Design Specification for Graphic ¦ [DCS]_Functional Design Specification for Safety Related System ¦ [DCS]_Functional Design Specification for Performance Monitoring System ¦ DCS Hardware Specification ¦ DCS Software Specification og GTC ¦ DCS SRS Specification of GTC ¦ DCS Graphic Functional Design Specification ¦ Technical Specifications for DCS ¦ DCS - FUNCTIONAL DESIGN SPECIFICATION FOR GRAPHIC ¦ DCS - FUNCTIONAL DESIGN SPECIFICATION FOR SAFETY RELATED SYSTEM ¦ DCS - FUNCTIONAL DESIGN SPECIFICATION FOR PLANT INFORMATION SYSTEM ¦ DCS - FUNCTIONAL DESIGN SPECIFICATION FOR CYBER SECURITY SYSTEM ¦ TECHNICAL SPECIFICATION_DCS ¦ TECHNICAL SPECIFICATION_EMERGENCY PUSH BUTTON_DCS ¦ TECHNICAL SPECIFICATION_LARGE SCREEN DISPLAY_DCS ¦ TECHNICAL SPECIFICATION_TIME SYNCHRONIZATION_DCS ¦ TECHNICAL SPECIFICATION_CYBER SECURITY & ANTI VIRUS_DCS | Merged 'PLANT INFORMATION HISTORIAN' and 'PLANT INFORMATION SYSTEM' FDS references into one standardized deliverable.
520 | DCS Vendor Document List | DCS | Instrumentation & Control | Technical Specification | Plant General System | Security | Remote monitoring system | DCS Functional Design Specification – Remote Monitoring System | Vendor | Source-Grounded | Approved Source-Grounded | 7110 | R&N | SAU4005-G180-C__-&EFE-25001 ¦ SAU4005-G180-C__-&EFE-25002 ¦ SAU4005-G180-C__-&EFE-25003 ¦ SAU4005-G180-C__-&EFE-25004 ¦ SAU4005-G180-C__-&EFE-25005 ¦ SAU4005-G180-C__-&EFE-25006 ¦ SAU4005-G180-C__-&EFE-25028 ¦ SAU4005-G180-C__-&EFE-25029 ¦ SAU4005-G180-C__-&EFE-25105 | DCS(V) - Functional Design Specification for Hardware ¦ DCS(V) - Functional Design Specification for Software ¦ DCS(V) - Functional Design Specification for Graphic ¦ DCS(V) - Functional Design Specification for Safety Related System ¦ DCS(V) - Functional Design Specification for Cyber Security and Network ¦ DCS(V) - Functional Design Specification for Plant Performance Monitoring System ¦ DCS(V) - Functional Design Specification for Field Instrument Management System ¦ DCS(V) - Functional Design Specification for Remote Monitoring System ¦ DCS(V) - 3rd Party Datalink Specification(OPC, IEC, Modbus) | Single-source distinct deliverable; kept separate.
521 | DCS Vendor Document List | DCS | Instrumentation & Control | Technical Specification | Plant General System | Security | Safety related system | DCS Functional Design Specification – Safety Related System | Vendor | Source-Grounded | Approved Source-Grounded | 7110 ¦ 7117 | R&N ¦ Fadhili ¦ Grati ¦ Karabatan ¦ Turkistan ¦ Ukudu | SAU4005-G180-C__-&EFE-25001 ¦ SAU4005-G180-C__-&EFE-25002 ¦ SAU4005-G180-C__-&EFE-25003 ¦ SAU4005-G180-C__-&EFE-25004 ¦ SAU4005-G180-C__-&EFE-25005 ¦ SAU4005-G180-C__-&EFE-25006 ¦ SAU4005-G180-C__-&EFE-25028 ¦ SAU4005-G180-C__-&EFE-25029 ¦ SAU4005-G180-C__-&EFE-25105 ¦ T16182-CV03-P0CRN-161103 ¦ T16182-CV03-P0CRN-161104 ¦ T16182-CV03-P0CRN-161105 ¦ T16182-CV03-P0CWQ-161132 ¦ T16182-CV03-P0CWQ-161133 ¦ T16182-CV03-P0CWQ-161135 ¦ T16182-CV03-P0CRT-161149 ¦ GRT-CV03-P0ZEN-161110 ¦ GRT-CV03-P0ZEN-161111 ¦ GRT-CV03-P0ZEN-161112 ¦ GRT-CV03-P0ZEN-161116 ¦ GRT-CV03-P0ZEN-161117 ¦ GRT-DC01-P0BYA-165644 ¦ GRT-YR00-P0BYA-165645 ¦ GRT-DC01-P0BYA-165646 ¦ T14211-7300-35-IA-338-008 ¦ SAU4005-G000-C__-&EEC-00789 ¦ CCP-W-B000-51-IA-B16-0001 ¦ CCP-W-B000-51-IA-B16-0002 ¦ CCP-W-B000-51-IA-B16-0003 ¦ CCP-W-B000-51-IA-B16-0006 ¦ CCP-W-B000-51-IA-B16-0007 ¦ CCP-W-B000-51-IA-B16-0008 | DCS(V) - Functional Design Specification for Hardware ¦ DCS(V) - Functional Design Specification for Software ¦ DCS(V) - Functional Design Specification for Graphic ¦ DCS(V) - Functional Design Specification for Safety Related System ¦ DCS(V) - Functional Design Specification for Cyber Security and Network ¦ DCS(V) - Functional Design Specification for Plant Performance Monitoring System ¦ DCS(V) - Functional Design Specification for Field Instrument Management System ¦ DCS(V) - Functional Design Specification for Remote Monitoring System ¦ DCS(V) - 3rd Party Datalink Specification(OPC, IEC, Modbus) ¦ DCS - FUNCTIONAL DESIGN SPECIFICATION FOR HARDWARE ¦ DCS - FUNCTIONAL DESIGN SPECIFICATION FOR SOFTWARE ¦ DCS - FUNCTIONAL DESIGN SPECIFICATION FOR HMI GRAPHIC ¦ DCS - TECHNICAL SPECIFICATION FOR TIME SYNCHRONIZATION ¦ DCS - TECHNICAL SPECIFICATION FOR EMERGENCY PUSH BUTTON ¦ DCS - TECHNICAL SPECIFICATION FOR LARGE SCREEN DISPLAY ¦ DCS - TECHNICAL SPECIFICATION FOR FIELDBUS MOV ¦ [DCS]_Functional Design Specification for Hardware ¦ [DCS]_Functional Design Specification for Software ¦ [DCS]_Functional Design Specification for Graphic ¦ [DCS]_Functional Design Specification for Safety Related System ¦ [DCS]_Functional Design Specification for Performance Monitoring System ¦ DCS Hardware Specification ¦ DCS Software Specification og GTC ¦ DCS SRS Specification of GTC ¦ DCS Graphic Functional Design Specification ¦ Technical Specifications for DCS ¦ DCS - FUNCTIONAL DESIGN SPECIFICATION FOR GRAPHIC ¦ DCS - FUNCTIONAL DESIGN SPECIFICATION FOR SAFETY RELATED SYSTEM ¦ DCS - FUNCTIONAL DESIGN SPECIFICATION FOR PLANT INFORMATION SYSTEM ¦ DCS - FUNCTIONAL DESIGN SPECIFICATION FOR CYBER SECURITY SYSTEM ¦ TECHNICAL SPECIFICATION_DCS ¦ TECHNICAL SPECIFICATION_EMERGENCY PUSH BUTTON_DCS ¦ TECHNICAL SPECIFICATION_LARGE SCREEN DISPLAY_DCS ¦ TECHNICAL SPECIFICATION_TIME SYNCHRONIZATION_DCS ¦ TECHNICAL SPECIFICATION_CYBER SECURITY & ANTI VIRUS_DCS | Merged SRS FDS entries; treated as part of DCS vendor package documentation.
522 | DCS Vendor Document List | DCS | Instrumentation & Control | Technical Specification | Plant General System | Security | Time synchronization | DCS Technical Specification – Time Synchronization | Vendor | Source-Grounded | Approved Source-Grounded | 7117 | Fadhili ¦ Grati ¦ Karabatan ¦ R&N ¦ Turkistan ¦ Ukudu | T16182-CV03-P0CRN-161103 ¦ T16182-CV03-P0CRN-161104 ¦ T16182-CV03-P0CRN-161105 ¦ T16182-CV03-P0CWQ-161132 ¦ T16182-CV03-P0CWQ-161133 ¦ T16182-CV03-P0CWQ-161135 ¦ T16182-CV03-P0CRT-161149 ¦ GRT-CV03-P0ZEN-161110 ¦ GRT-CV03-P0ZEN-161111 ¦ GRT-CV03-P0ZEN-161112 ¦ GRT-CV03-P0ZEN-161116 ¦ GRT-CV03-P0ZEN-161117 ¦ GRT-DC01-P0BYA-165644 ¦ GRT-YR00-P0BYA-165645 ¦ GRT-DC01-P0BYA-165646 ¦ T14211-7300-35-IA-338-008 ¦ SAU4005-G000-C__-&EEC-00789 ¦ CCP-W-B000-51-IA-B16-0001 ¦ CCP-W-B000-51-IA-B16-0002 ¦ CCP-W-B000-51-IA-B16-0003 ¦ CCP-W-B000-51-IA-B16-0006 ¦ CCP-W-B000-51-IA-B16-0007 ¦ CCP-W-B000-51-IA-B16-0008 | DCS - FUNCTIONAL DESIGN SPECIFICATION FOR HARDWARE ¦ DCS - FUNCTIONAL DESIGN SPECIFICATION FOR SOFTWARE ¦ DCS - FUNCTIONAL DESIGN SPECIFICATION FOR HMI GRAPHIC ¦ DCS - TECHNICAL SPECIFICATION FOR TIME SYNCHRONIZATION ¦ DCS - TECHNICAL SPECIFICATION FOR EMERGENCY PUSH BUTTON ¦ DCS - TECHNICAL SPECIFICATION FOR LARGE SCREEN DISPLAY ¦ DCS - TECHNICAL SPECIFICATION FOR FIELDBUS MOV ¦ [DCS]_Functional Design Specification for Hardware ¦ [DCS]_Functional Design Specification for Software ¦ [DCS]_Functional Design Specification for Graphic ¦ [DCS]_Functional Design Specification for Safety Related System ¦ [DCS]_Functional Design Specification for Performance Monitoring System ¦ DCS Hardware Specification ¦ DCS Software Specification og GTC ¦ DCS SRS Specification of GTC ¦ DCS Graphic Functional Design Specification ¦ Technical Specifications for DCS ¦ DCS - FUNCTIONAL DESIGN SPECIFICATION FOR GRAPHIC ¦ DCS - FUNCTIONAL DESIGN SPECIFICATION FOR SAFETY RELATED SYSTEM ¦ DCS - FUNCTIONAL DESIGN SPECIFICATION FOR PLANT INFORMATION SYSTEM ¦ DCS - FUNCTIONAL DESIGN SPECIFICATION FOR CYBER SECURITY SYSTEM ¦ TECHNICAL SPECIFICATION_DCS ¦ TECHNICAL SPECIFICATION_EMERGENCY PUSH BUTTON_DCS ¦ TECHNICAL SPECIFICATION_LARGE SCREEN DISPLAY_DCS ¦ TECHNICAL SPECIFICATION_TIME SYNCHRONIZATION_DCS ¦ TECHNICAL SPECIFICATION_CYBER SECURITY & ANTI VIRUS_DCS | Separated time sync technical specification from drawings/datasheets because it is a different document type.
523 | DCS Vendor Document List | DCS | Instrumentation & Control | List | Service water system | EDG | Cables | DCS Cable List | Vendor | Source-Grounded | Approved Source-Grounded | 6780 ¦ 6781 ¦ 6783 ¦ 7115 | Muara Tawar ¦ R&N ¦ Fadhili ¦ Grati ¦ Karabatan ¦ Turkistan ¦ Ukudu | MRT-YR05-P2ZEN-163117 ¦ MRT-YL15-P3ZEN-163117 ¦ SAU4005-G180-C__-&EMB-25022 ¦ T16182-YL16-P0CRN-161115 ¦ GRT-YL01-P0UGD-165333 ¦ GRT-YL01-P0UGD-165334 ¦ GRT-YL01-P0UGD-165335 ¦ GRT-YL01-P0UGD-165336 ¦ GRT-YL01-P0ZEN-165462 ¦ GRT-YL01-P0ZEN-165463 ¦ GRT-YL01-P0UGD-165558 ¦ GRT-YD07-P0BYA-165652 ¦ GRT-YD07-P0BYA-165653 ¦ GRT-YD07-P0BYA-165654 ¦ GRT-YD07-P0BYA-165655 ¦ GRT-YD07-P0BYA-165671 ¦ T14211-7344-08-ME-016-005 ¦ T14211-7300-35-IA-321-001 ¦ T14211-7300-IA-342-0003 ¦ SAU4005-G000-C__-&EPB-00785 ¦ CCP-W-B000-51-IA-H03-0001 | [DCS(For Block 2)] Cable List ¦ [DCS(For Block 3, 4)] Cable list ¦ DCS(V) - Cable List ¦ DCS - CABLE LIST ¦ [DCS] I/O List for Demin Makeup System ¦ [DCS] I/O List for Raw Water System ¦ [DCS] I/O List for Service Water System ¦ [DCS] I/O List for Auxiliary Service Water System ¦ DCS IO List for Electrical Interface System ¦ DCS IO List for LDC Interface ¦ DCS IO List for Waste Water Transfer System ¦ DCS Input / Output Signal List of DAS ¦ DCS Input / Output Signal List of GTC ¦ DCS Input / Output Signal List of GWC ¦ DCS Input / Output Signal List of SRS ¦ DCS Input / Output Signal List of H/W ¦ Measurement List with Plant DCS for Emergency Diesel Generator ¦ DCS Network and Power Cable connection List ¦ DCS Datalink List ¦ Measurement List with Plant DCS for Emergency Engine ¦ DCS I/O List ¦ NETWORK AND POWER CABLE CONNECTION LIST_DCS ¦ DCS IO LIST ¦ DCS IO LIST_3RD PARTY DATALINK | Merged cable list deliverables that differ only by block qualifiers and (V) marker context; standardized to a single DCS Cable List. ¦ Separated Cable List from I/O List because they are different deliverable types in vendor submittals.
524 | DCS Vendor Document List | DCS | Instrumentation & Control | List | Service water system | EDG | Datalinks | DCS Datalink List | Vendor | Source-Grounded | Approved Source-Grounded | 7115 | Fadhili ¦ Grati ¦ Karabatan ¦ R&N ¦ Turkistan ¦ Ukudu | T16182-YL16-P0CRN-161115 ¦ GRT-YL01-P0UGD-165333 ¦ GRT-YL01-P0UGD-165334 ¦ GRT-YL01-P0UGD-165335 ¦ GRT-YL01-P0UGD-165336 ¦ GRT-YL01-P0ZEN-165462 ¦ GRT-YL01-P0ZEN-165463 ¦ GRT-YL01-P0UGD-165558 ¦ GRT-YD07-P0BYA-165652 ¦ GRT-YD07-P0BYA-165653 ¦ GRT-YD07-P0BYA-165654 ¦ GRT-YD07-P0BYA-165655 ¦ GRT-YD07-P0BYA-165671 ¦ T14211-7344-08-ME-016-005 ¦ T14211-7300-35-IA-321-001 ¦ T14211-7300-IA-342-0003 ¦ SAU4005-G000-C__-&EPB-00785 ¦ CCP-W-B000-51-IA-H03-0001 | DCS - CABLE LIST ¦ [DCS] I/O List for Demin Makeup System ¦ [DCS] I/O List for Raw Water System ¦ [DCS] I/O List for Service Water System ¦ [DCS] I/O List for Auxiliary Service Water System ¦ DCS IO List for Electrical Interface System ¦ DCS IO List for LDC Interface ¦ DCS IO List for Waste Water Transfer System ¦ DCS Input / Output Signal List of DAS ¦ DCS Input / Output Signal List of GTC ¦ DCS Input / Output Signal List of GWC ¦ DCS Input / Output Signal List of SRS ¦ DCS Input / Output Signal List of H/W ¦ Measurement List with Plant DCS for Emergency Diesel Generator ¦ DCS Network and Power Cable connection List ¦ DCS Datalink List ¦ Measurement List with Plant DCS for Emergency Engine ¦ DCS I/O List ¦ NETWORK AND POWER CABLE CONNECTION LIST_DCS ¦ DCS IO LIST ¦ DCS IO LIST_3RD PARTY DATALINK | Kept separate from I/O list because source calls out datalink list and 3rd party datalink I/O list.
525 | DCS Vendor Document List | DCS | Instrumentation & Control | List | Service water system | EDG | I/O signals | DCS I/O List (Input / Output Signal List) | Vendor | Source-Grounded | Approved Source-Grounded | 7115 | Fadhili ¦ Grati ¦ Karabatan ¦ R&N ¦ Turkistan ¦ Ukudu | T16182-YL16-P0CRN-161115 ¦ GRT-YL01-P0UGD-165333 ¦ GRT-YL01-P0UGD-165334 ¦ GRT-YL01-P0UGD-165335 ¦ GRT-YL01-P0UGD-165336 ¦ GRT-YL01-P0ZEN-165462 ¦ GRT-YL01-P0ZEN-165463 ¦ GRT-YL01-P0UGD-165558 ¦ GRT-YD07-P0BYA-165652 ¦ GRT-YD07-P0BYA-165653 ¦ GRT-YD07-P0BYA-165654 ¦ GRT-YD07-P0BYA-165655 ¦ GRT-YD07-P0BYA-165671 ¦ T14211-7344-08-ME-016-005 ¦ T14211-7300-35-IA-321-001 ¦ T14211-7300-IA-342-0003 ¦ SAU4005-G000-C__-&EPB-00785 ¦ CCP-W-B000-51-IA-H03-0001 | DCS - CABLE LIST ¦ [DCS] I/O List for Demin Makeup System ¦ [DCS] I/O List for Raw Water System ¦ [DCS] I/O List for Service Water System ¦ [DCS] I/O List for Auxiliary Service Water System ¦ DCS IO List for Electrical Interface System ¦ DCS IO List for LDC Interface ¦ DCS IO List for Waste Water Transfer System ¦ DCS Input / Output Signal List of DAS ¦ DCS Input / Output Signal List of GTC ¦ DCS Input / Output Signal List of GWC ¦ DCS Input / Output Signal List of SRS ¦ DCS Input / Output Signal List of H/W ¦ Measurement List with Plant DCS for Emergency Diesel Generator ¦ DCS Network and Power Cable connection List ¦ DCS Datalink List ¦ Measurement List with Plant DCS for Emergency Engine ¦ DCS I/O List ¦ NETWORK AND POWER CABLE CONNECTION LIST_DCS ¦ DCS IO LIST ¦ DCS IO LIST_3RD PARTY DATALINK | Merged multiple project/system-specific I/O lists into a single standard vendor deliverable; treated DAS/GTC/GWC/SRS/HW interface variants as same deliverable family.
526 | DCS Vendor Document List | DCS | Instrumentation & Control | List | Service water system | EDG | Network and power cable connections | DCS Network and Power Cable Connection List | Vendor | Source-Grounded | Approved Source-Grounded | 7115 | Fadhili ¦ Grati ¦ Karabatan ¦ R&N ¦ Turkistan ¦ Ukudu | T16182-YL16-P0CRN-161115 ¦ GRT-YL01-P0UGD-165333 ¦ GRT-YL01-P0UGD-165334 ¦ GRT-YL01-P0UGD-165335 ¦ GRT-YL01-P0UGD-165336 ¦ GRT-YL01-P0ZEN-165462 ¦ GRT-YL01-P0ZEN-165463 ¦ GRT-YL01-P0UGD-165558 ¦ GRT-YD07-P0BYA-165652 ¦ GRT-YD07-P0BYA-165653 ¦ GRT-YD07-P0BYA-165654 ¦ GRT-YD07-P0BYA-165655 ¦ GRT-YD07-P0BYA-165671 ¦ T14211-7344-08-ME-016-005 ¦ T14211-7300-35-IA-321-001 ¦ T14211-7300-IA-342-0003 ¦ SAU4005-G000-C__-&EPB-00785 ¦ CCP-W-B000-51-IA-H03-0001 | DCS - CABLE LIST ¦ [DCS] I/O List for Demin Makeup System ¦ [DCS] I/O List for Raw Water System ¦ [DCS] I/O List for Service Water System ¦ [DCS] I/O List for Auxiliary Service Water System ¦ DCS IO List for Electrical Interface System ¦ DCS IO List for LDC Interface ¦ DCS IO List for Waste Water Transfer System ¦ DCS Input / Output Signal List of DAS ¦ DCS Input / Output Signal List of GTC ¦ DCS Input / Output Signal List of GWC ¦ DCS Input / Output Signal List of SRS ¦ DCS Input / Output Signal List of H/W ¦ Measurement List with Plant DCS for Emergency Diesel Generator ¦ DCS Network and Power Cable connection List ¦ DCS Datalink List ¦ Measurement List with Plant DCS for Emergency Engine ¦ DCS I/O List ¦ NETWORK AND POWER CABLE CONNECTION LIST_DCS ¦ DCS IO LIST ¦ DCS IO LIST_3RD PARTY DATALINK | Kept as distinct list per explicit source title 'Network and Power Cable connection List'.

## Package Grouped MDL
ACC Vendor Document List
Discipline | Document Type | System (L1) | Sub-System / Area (L2) | Equipment (L3) | Standardized Document Title | Scope
Civil/Structural | Detail Drawing | Building/Structure System | Air Cooled Condenser | ACC Structure Rebar | ACC Rebar Detail Drawing | Vendor
Mechanical | Detail Drawing | Building/Structure System | Air Cooled Condenser | ACC Drain Water Pump Pit | ACC Drain Water Pump Pit Detail Drawing | Vendor
Mechanical | Technical Data Sheet | Condensate System | Air Cooled Condenser | ACC Condensate Collection Tank | ACC Condensate Collection Tank Data Sheet | Vendor
Mechanical | Technical Data Sheet | Condensate System | Air Cooled Condenser | ACC Condensate Drain Pump | ACC Condensate Drain Pump Data Sheet | Vendor
Mechanical | Technical Specification | Condensate System | Air Cooled Condenser | ACC Condensate Drain Pump | ACC Condensate Drain Pump Technical Specification | Vendor
Mechanical | Performance Curve | Plant General System | Air Cooled Condenser | ACC | ACC Performance Curve | Vendor
Mechanical | Technical Bid Evaluation | Plant General System | Air Cooled Condenser | ACC | ACC Technical Bid Evaluation (TBE) | Vendor
Mechanical | Technical Data Sheet | Plant General System | Air Cooled Condenser | ACC Cleaning Water Pump | ACC Cleaning Water Pump Data Sheet | Vendor
Mechanical | Detail Drawing | Plant General System | Air Cooled Condenser | ACC Cleaning Water Pump | ACC Cleaning Water Pump Outline Drawing | Vendor
Mechanical | Technical Specification | Plant General System | Air Cooled Condenser | ACC Cleaning Water Pump | ACC Cleaning Water Pump Technical Specification | Vendor
Mechanical | Detail Drawing | Plant General System | Air Cooled Condenser | ACC Condensate Collecting Tank | ACC Condensate Collecting Tank Outline Drawing | Vendor
Mechanical | Technical Data Sheet | Plant General System | Air Cooled Condenser | ACC Drain Pump | ACC Drain Pump Data Sheet | Vendor
Mechanical | Detail Drawing | Plant General System | Air Cooled Condenser | ACC Drain Pump | ACC Drain Pump Outline Drawing | Vendor
Mechanical | Detail Drawing | Plant General System | Air Cooled Condenser | ACC Drain Tank | ACC Drain Tank Outline Drawing | Vendor
Mechanical | Technical Specification | Plant General System | Air Cooled Condenser | ACC Embedded Materials | ACC Embedded Material Technical Specification | Vendor
Mechanical | Drawing | Plant General System | Air Cooled Condenser | ACC Erection | ACC Erection Drawing | Vendor
Mechanical | Manual | Plant General System | Air Cooled Condenser | ACC Erection | ACC Erection Manual | Vendor
Mechanical | Technical Data Sheet | Plant General System | Air Cooled Condenser | ACC Expansion Joint | ACC Expansion Joint Data Sheet | Vendor
Mechanical | Detail Drawing | Plant General System | Air Cooled Condenser | ACC Expansion Joint | ACC Expansion Joint Outline Drawing | Vendor
Mechanical | Technical Data Sheet | Plant General System | Air Cooled Condenser | ACC Fan | ACC Fan Data Sheet | Vendor
Mechanical | Detail Drawing | Plant General System | Air Cooled Condenser | ACC Fan | ACC Fan Outline Drawing | Vendor
Mechanical | Technical Specification | Plant General System | Air Cooled Condenser | ACC Fan | ACC Fan Technical Specification | Vendor
Mechanical | Technical Specification | Plant General System | Air Cooled Condenser | ACC Fan Gearbox | ACC Fan Gearbox Technical Specification | Vendor
Mechanical | Technical Data Sheet | Plant General System | Air Cooled Condenser | ACC Fan Gearbox | ACC Gearbox Data Sheet | Vendor
Mechanical | Detail Drawing | Plant General System | Air Cooled Condenser | ACC Fan Gearbox | ACC Gearbox Outline Drawing | Vendor
Mechanical | Detail Drawing | Plant General System | Air Cooled Condenser | ACC Flash Tank | ACC Flash Tank Outline Drawing | Vendor
Mechanical | Drawing | Plant General System | Air Cooled Condenser | ACC Hogging Ejector | ACC Hogging Ejector Drawing | Vendor
Mechanical | Drawing | Plant General System | Air Cooled Condenser | ACC Holding Ejector | ACC Holding Ejector Drawing | Vendor
Mechanical | Technical Specification | Plant General System | Air Cooled Condenser | ACC Insulation | ACC Insulation Specification | Vendor
Mechanical | Wiring Diagram | Plant General System | Air Cooled Condenser | ACC Interconnection | ACC Interconnection Wiring Diagram (BOP Interface) | Vendor
Mechanical | Technical Data Sheet | Plant General System | Air Cooled Condenser | ACC Jib Crane | ACC Jib Crane Data Sheet | Vendor
Mechanical | General Arrangement Drawing | Plant General System | Air Cooled Condenser | ACC Jib Crane | ACC Jib Crane GA Drawing | Vendor
Mechanical | Detail Drawing | Plant General System | Air Cooled Condenser | ACC Jib Crane | ACC Jib Crane Mechanical Detail Drawing | Vendor
Mechanical | Design Calculation | Plant General System | Air Cooled Condenser | ACC Noise | ACC Noise Calculation | Vendor
Mechanical | Manual | Plant General System | Air Cooled Condenser | ACC Operation & Maintenance | ACC O & M Manual | Vendor
Mechanical | System Description | Plant General System | Air Cooled Condenser | ACC Package | ACC Functional Description / System Description | Vendor
Mechanical | General Arrangement Drawing | Plant General System | Air Cooled Condenser | ACC Package | ACC General Arrangement Drawing | Vendor
Mechanical | Material Requisition | Plant General System | Air Cooled Condenser | ACC Package | Material Requisition for ACC | Vendor
Mechanical | Drawing | Plant General System | Air Cooled Condenser | ACC Reference | ACC Reference Drawing | Vendor
Mechanical | Technical Data Sheet | Plant General System | Air Cooled Condenser | ACC Rupture Disc | ACC Rupture Disc Data Sheet | Vendor
Mechanical | Detail Drawing | Plant General System | Air Cooled Condenser | ACC Rupture Disc | ACC Rupture Disc Outline Drawing | Vendor
Mechanical | Technical Data Sheet | Plant General System | Air Cooled Condenser | ACC Steam Jet Air Ejector | ACC Steam Jet Air Ejector Data Sheet | Vendor
Mechanical | Detail Drawing | Plant General System | Air Cooled Condenser | ACC Steam Jet Air Ejector | ACC Steam Jet Air Ejector Outline Drawing | Vendor
Mechanical | Technical Specification | Plant General System | Air Cooled Condenser | ACC Steel Structure | ACC Steel Structure Technical Specification | Vendor
Mechanical | Detail Drawing | Plant General System | Air Cooled Condenser | ACC Tube Bundle | ACC Tube Bundle Outline Drawing | Vendor
Mechanical | List | Plant General System | Air Cooled Condenser | ACC Utilities | ACC Utility Consumption List | Vendor
Mechanical | Detail Drawing | Plant General System | Air Cooled Condenser | ACC Vacuum Breaker Valve | ACC Vacuum Breaker Valve Outline Drawing | Vendor
Mechanical | Technical Data Sheet | Plant General System | Air Cooled Condenser | ACC Vacuum Pump | ACC Vacuum Pump Data Sheet | Vendor
Mechanical | Detail Drawing | Plant General System | Air Cooled Condenser | ACC Vacuum Pump | ACC Vacuum Pump Outline Drawing | Vendor
Mechanical | Technical Specification | Plant General System | Air Cooled Condenser | ACC Vacuum Pump | ACC Vacuum Pump Technical Specification | Vendor
Mechanical | Drawing | Plant General System | Air Cooled Condenser | ACC Windwall | ACC Windwall Drawing | Vendor
Mechanical | Drawing | Plant General System | Air Cooled Condenser | ACC Windwall Logo | ACC Windwall Logo Drawing | Vendor
Mechanical | System Description | Plant General System | Air Cooled Condenser | ACC(V) | ACC(V) Functional Description | Vendor
Mechanical | General Arrangement Drawing | Plant General System | Air Cooled Condenser | ACC(V) | ACC(V) General Arrangement Drawing | Vendor
Mechanical | Wiring Diagram | Plant General System | Air Cooled Condenser | ACC(V) | ACC(V) Wiring Diagram | Vendor
Mechanical | Detail Drawing | Plant General System | Air Cooled Condenser | Condensate drain pump | ACC Condensate Drain Pump Outline Drawing | Vendor
Mechanical | Procedure | Start-up & Shutdown procedure | Air Cooled Condenser | ACC Commissioning/Cleaning | ACC Commissioning / Cleaning Procedure | Vendor
Mechanical | Document | control system | Air Cooled Condenser | ACC Fan Control | ACC Fan Control Steps Document | Vendor
Mechanical | Report | report | Air Cooled Condenser | ACC CFD | ACC CFD Analysis Report | Vendor
Mechanical | Report | report | Air Cooled Condenser | Steam Exhaust Ducting | ACC Steam Exhaust Ducting Flexibility Analysis Report | Vendor
Piping | Piping & Instrumentation Drawing | Condensate System | Air Cooled Condenser | ACC Air take-off & Cleaning System | ACC P & ID – Air take-off & Cleaning System | Vendor
Piping | Piping & Instrumentation Drawing | Condensate System | Air Cooled Condenser | ACC Steam & Condensate System | ACC P & ID – Steam & Condensate System | Vendor
Piping | List | Piping System | Air Cooled Condenser | ACC Piping | ACC Line List | Vendor
Piping | List | Piping System | Air Cooled Condenser | ACC Piping Lines | ACC Pipe Line List | Vendor
Piping | Piping & Instrumentation Drawing | Plant General System | Air Cooled Condenser | ACC | ACC P & ID | Vendor
Electrical | Technical Data Sheet | Electrical System | Air Cooled Condenser | ACC Cleaning Water Pump Motor | ACC Cleaning Water Pump Motor Data Sheet | Vendor
Electrical | Drawing | Electrical System | Air Cooled Condenser | ACC Cleaning Water Pump Motor | ACC Cleaning Water Pump Motor Outline & Terminal Box Drawing | Vendor
Electrical | Technical Specification | Electrical System | Air Cooled Condenser | ACC Cleaning Water Pump Motor | ACC Cleaning Water Pump Motor Technical Specification | Vendor
Electrical | Technical Specification | Electrical System | Air Cooled Condenser | ACC Condensate Drain Pump Motor | ACC Condensate Drain Pump Motor Technical Specification | Vendor
Electrical | Technical Data Sheet | Electrical System | Air Cooled Condenser | ACC Drain Pump Motor | ACC Drain Pump Motor Data Sheet | Vendor
Electrical | Drawing | Electrical System | Air Cooled Condenser | ACC Drain Pump Motor | ACC Drain Pump Motor Outline & Terminal Box Drawing | Vendor
Electrical | List | Electrical System | Air Cooled Condenser | ACC Drives | ACC Drive List (MOVs, Motors, Control Valves, Solenoid Valves) | Vendor
Electrical | Technical Data Sheet | Electrical System | Air Cooled Condenser | ACC Electrical Lifting Hoist | ACC Electrical Lifting Hoist Data Sheet | Vendor
Electrical | Technical Specification | Electrical System | Air Cooled Condenser | ACC Electrical Lifting Hoist | ACC Electrical Lifting Hoist Technical Specification | Vendor
Electrical | Technical Data Sheet | Electrical System | Air Cooled Condenser | ACC Electrical Lifting Hoist Motor | ACC Electrical Lifting Hoist Motor Data Sheet | Vendor
Electrical | Drawing | Electrical System | Air Cooled Condenser | ACC Electrical Lifting Hoist Motor | ACC Electrical Lifting Hoist Motor Outline & Terminal Box Drawing | Vendor
Electrical | List | Electrical System | Air Cooled Condenser | ACC Electrical Loads | ACC Electrical Load List | Vendor
Electrical | Technical Data Sheet | Electrical System | Air Cooled Condenser | ACC Fan Motor | ACC Fan Motor Data Sheet | Vendor
Electrical | Detail Drawing | Electrical System | Air Cooled Condenser | ACC Fan Motor | ACC Fan Motor Outline Drawing | Vendor
Electrical | Technical Specification | Electrical System | Air Cooled Condenser | ACC Fan Motor | ACC Fan Motor Technical Specification | Vendor
Electrical | Drawing | Electrical System | Air Cooled Condenser | ACC Power Supply Distribution | ACC Power Supply Distribution Drawing | Vendor
Electrical | Technical Data Sheet | Electrical System | Air Cooled Condenser | ACC Vacuum Pump Motor | ACC Vacuum Pump Motor Data Sheet | Vendor
Electrical | Drawing | Electrical System | Air Cooled Condenser | ACC Vacuum Pump Motor | ACC Vacuum Pump Motor Outline & Terminal Box Drawing | Vendor
Electrical | Technical Specification | Electrical System | Air Cooled Condenser | ACC Vacuum Pump Motor | ACC Vacuum Pump Motor Technical Specification | Vendor
Electrical | Cable Schedule | Electrical System | Air Cooled Condenser | ACC Vendor Package Cables | ACC Cable Schedule | Vendor
Electrical | Design Calculation | Lighting & Small Power System | Air Cooled Condenser | ACC Area Lighting | ACC Illumination Level Calculation | Vendor
Electrical | Diagram | Lighting & Small Power System | Air Cooled Condenser | ACC Lighting Panels | ACC Lighting Panels Diagram | Vendor
Electrical | Detail Drawing | Plant General System | Air Cooled Condenser | ACC Electrical Lifting Hoist | ACC Electrical Lifting Hoist Outline Drawing | Vendor
Electrical | Detail Drawing | Plant General System | Air Cooled Condenser | ACC Junction Box | ACC Junction Box Outline Drawing | Vendor
Electrical | Technical Data Sheet | Plant General System | Air Cooled Condenser | ACC Vendor Package (General) | ACC Vendor Package Technical Data Sheet (General) | Vendor
Instrumentation & Control | Document | I&C Cable | Air Cooled Condenser | ACC I&C Cable Interfaces | ACC I & C Cable Interconnection Document | Vendor
Instrumentation & Control | Diagram | Instrument & Control System | Air Cooled Condenser | ACC Control Loops | ACC Control Loop Diagram | Vendor
Instrumentation & Control | List | Instrument & Control System | Air Cooled Condenser | ACC Hardwired I/O | ACC Hardwired I/O List | Vendor
Instrumentation & Control | List | Instrument & Control System | Air Cooled Condenser | ACC I&C Terminations | ACC Terminal Point List | Vendor
Instrumentation & Control | Wiring Diagram | Instrument & Control System | Air Cooled Condenser | ACC I&C Wiring | ACC I & C Wiring Diagram | Vendor
Instrumentation & Control | Hook-Up Drawing | Instrument & Control System | Air Cooled Condenser | ACC Instrument Hook-ups | ACC Instrument Hook-Up Drawing | Vendor
Instrumentation & Control | Detail Drawing | Instrument & Control System | Air Cooled Condenser | ACC Instrument Installation | ACC Instrument Installation Detail Drawing | Vendor
Instrumentation & Control | CALIBRATION SHEET | Instrument & Control System | Air Cooled Condenser | ACC Instruments | ACC Instrument Calibration Sheet | Vendor
Instrumentation & Control | Technical Data Sheet | Instrument & Control System | Air Cooled Condenser | ACC Instruments | ACC Instrument Data Sheet | Vendor
Instrumentation & Control | Drawing | Instrument & Control System | Air Cooled Condenser | ACC Instruments | ACC Instrument Drawing | Vendor
Instrumentation & Control | List | Instrument & Control System | Air Cooled Condenser | ACC Instruments | ACC Instrument List | Vendor
Instrumentation & Control | Technical Data Sheet | Instrument & Control System | Air Cooled Condenser | ACC Valves | ACC Valve Data Sheet | Vendor
Instrumentation & Control | List | Instrument & Control System | Air Cooled Condenser | ACC Valves | ACC Valve List | Vendor
Instrumentation & Control | Technical Specification | Plant General System | Air Cooled Condenser | ACC Motorised Valves | ACC Motorised Valve Technical Specification | Vendor
Instrumentation & Control | Logic Diagram | control system | Air Cooled Condenser | ACC Control | ACC Control Logic Diagram | Vendor
General | List | Plant General System | Air Cooled Condenser | ACC Package Equipment | ACC Equipment List | Vendor
HRSG Vendor Document List
Discipline | Document Type | System (L1) | Sub-System / Area (L2) | Equipment (L3) | Standardized Document Title | Scope
Civil/Structural | Reinforcement Drawing | Building/Structure System | HRSG | Chemical Dosing Shelter | Chemical Dosing Shelter Rebar Detail (STG & HRSG) | Vendor
Civil/Structural | Design Calculation | Building/Structure System | HRSG | Chemical dosing shelter | Chemical Dosing Shelter Calculation (STG & HRSG) | Vendor
Civil/Structural | Plan | Building/Structure System | HRSG | Chemical dosing shelter | Chemical Dosing Shelter Plan (STG & HRSG) | Vendor
Civil/Structural | Detail Drawing | Building/Structure System | HRSG | Chemical dosing shelter | Chemical Dosing Shelter Structural Detail Drawings (STG & HRSG) | Vendor
Civil/Structural | Plan | Building/Structure System | Lighting | Chemical Dosing Shelter | Chemical Dosing Shelter Floor/Roof/Framing Plans | Vendor
Mechanical | General Arrangement Drawing | Building/Structure System | Bypass stack | HRSG | HRSG General Arrangement | Vendor
Mechanical | Technical Specification | Building/Structure System | Cable | Steel Structure | Steel Structure Material Specification (HRSG Package) | Vendor
Mechanical | General Arrangement Drawing | Building/Structure System | General | Chemical dosing shelter portable extinguisher | HRSG Chemical Dosing Shelter Portable Extinguisher Arrangement | Vendor
Mechanical | Drawing | Building/Structure System | valve | Ammonia unloading area shed | HRSG Ammonia Unloading Area Shed Assembly Drawing | Vendor
Mechanical | Arrangement | Bypass system | Bypass stack | Bypass Stack | HRSG Bypass Stack Arrangement Drawing | Vendor
Mechanical | General Assembly | Bypass system | Bypass stack | Bypass stack | HRSG Bypass Stack General Assembly | Vendor
Mechanical | General Arrangement Drawing | Bypass system | Bypass stack | Diverter & Guillotine Damper | Diverter & Guillotine Damper General Arrangement Drawing | Vendor
Mechanical | General Assembly | Bypass system | Bypass stack | Diverter damper | HRSG Diverter Damper General Assembly | Vendor
Mechanical | General Assembly | Bypass system | Bypass stack | Diverter damper HPU | HRSG Diverter Damper HPU General Assembly | Vendor
Mechanical | General Arrangement Drawing | Chemical dosing system | Bypass stack | Ammonia Storage Area for SCR | Ammonia Storage Area General Arrangement Drawing (SCR) | Vendor
Mechanical | Design Calculation | Chemical dosing system | Bypass stack | Blowdown tank | HRSG ASME Strength Calculation Sheet for Blowdown Tank | Vendor
Mechanical | Design Calculation | Chemical dosing system | Bypass stack | Bypass stack | HRSG Bypass Stack Strength Calculation Report | Vendor
Mechanical | Design Calculation | Chemical dosing system | Bypass stack | Duct burner water spray system | HRSG Duct Burner Water Spray System Hydraulic Calculation | Vendor
Mechanical | Design Calculation | Chemical dosing system | Bypass stack | Stack | HRSG Stack Strength Calculation Report | Vendor
Mechanical | General Arrangement Drawing | Chemical dosing system | Bypass stack | Vaporizer | Vaporizer Arrangement Drawing | Vendor
Mechanical | Drawing | Chemical dosing system | HRSG | Ammonia Supply Pump | Ammonia Supply Pump Drawing (HRSG SCR) | Vendor
Mechanical | Drawing | Condensate System | HRSG | Condensate Return Pump | Condensate Return Pump Drawing | Vendor
Mechanical | Outline Drawing | Drain System | Bypass stack | Blowdown Tank | Blowdown Tank Equipment Outline Drawing | Vendor
Mechanical | Line | Drain System | HRSG | Module Drain & Vent Line | HRSG Module Drain & Vent Line | Vendor
Mechanical | Outline Drawing | Drain System | valve | Blowdown tank | HRSG Blowdown Tank Equipment Outline Drawing | Vendor
Mechanical | General Arrangement Drawing | EXHAUST SYSTEM | Bypass stack | Casing | HRSG Casing Arrangement Drawings | Vendor
Mechanical | General Assembly | EXHAUST SYSTEM | Bypass stack | Exhaust stack | HRSG Exhaust Stack General Assembly | Vendor
Mechanical | Arrangement | EXHAUST SYSTEM | Bypass stack | Main Stack | HRSG Main Stack Arrangement Drawing | Vendor
Mechanical | Detail Drawing | EXHAUST SYSTEM | Bypass stack | Main Stack | Main Stack Anchor Bolt & Template Detail | Vendor
Mechanical | Shop Assembly Drawing | EXHAUST SYSTEM | Bypass stack | Transition Inlet Duct | Transition Inlet Duct Shop Assembly Drawings | Vendor
Mechanical | Drawing | EXHAUST SYSTEM | HRSG | Terminal flange of GT exhaust duct and HRSG | Terminal Flange of GT Exhaust Duct and HRSG Drawing | Vendor
Mechanical | Wiring Diagram | Electrical System | HRSG | Control Cabinet for Diverter Damper | HRSG Diverter Damper Control Cabinet Wiring Diagram | Vendor
Mechanical | Wiring Diagram | Electrical System | HRSG | HRSG Control Wiring | HRSG Wiring Diagram | Vendor
Mechanical | Panels | Electrical System | HRSG | LV Panels | HRSG LV Panels | Vendor
Mechanical | General Arrangement Drawing | Fuel Gas System | Bypass stack | Fuel Gas Skid | Duct Burner Fuel Gas Skid Arrangement Drawing | Vendor
Mechanical | Transmiter Speicification | Instrument & Control System | HRSG | Transmitters | HRSG Transmitter Specification | Vendor
Mechanical | BOM | Piping System | HRSG | Internal Piping Insulation | HRSG Insulation Data & BOM for Internal Piping | Vendor
Mechanical | WPS&PQR | Piping System | Heat exchanger | HRSG Piping | HRSG WPS & PQR for Piping | Vendor
Mechanical | SYSTEM CONFIGURATION | Plant Control System | DCS | CEMS | HRSG CEMS System Configuration | Vendor
Mechanical | ARRG`T | Plant General System | Bypass stack | Bypass Stack | HRSG Arrangement of Bypass Stack & Field Erection | Vendor
Mechanical | Technical Specification | Plant General System | Bypass stack | HRSG and Bypass Stack | HRSG and Bypass Stack Technical Specification | Vendor
Mechanical | ARRG`T | Plant General System | Bypass stack | Main Stack | HRSG Arrangement of Main Stack & Field Erection | Vendor
Mechanical | Drawing | Plant General System | CONTROL VALVE | Control Valve | HRSG Control Valve Drawings | Vendor
Mechanical | Technical Data Sheet | Plant General System | CONTROL VALVE | Control Valve | HRSG Control Valve Technical Data Sheet | Vendor
Mechanical | Technical Data Sheet | Plant General System | CONTROL VALVE | HRSG | HRSG Technical Data Sheet | Vendor
Mechanical | Drawing | Plant General System | Flow element | Ammonia Supply Pump | Ammonia Supply Pump Drawing | Vendor
Mechanical | Technical Data Sheet | Plant General System | Flow element | Ammonia Supply Pump | Ammonia Supply Pump Technical Data Sheet | Vendor
Mechanical | Drawing | Plant General System | Flow element | Ammonia Unloading Pump | Ammonia Unloading Pump Drawing | Vendor
Mechanical | Technical Data Sheet | Plant General System | Flow element | Ammonia Unloading Pump | Ammonia Unloading Pump Technical Data Sheet | Vendor
Mechanical | Drawing | Plant General System | Flow element | Dehumidifier | Dehumidifier Drawing | Vendor
Mechanical | Technical Data Sheet | Plant General System | Flow element | Dehumidifier | Dehumidifier Technical Data Sheet | Vendor
Mechanical | Drawing | Plant General System | Flow element | Elevator | Elevator Drawing | Vendor
Mechanical | Technical Data Sheet | Plant General System | Flow element | Elevator | Elevator Technical Data Sheet | Vendor
Mechanical | Technical Data Sheet | Plant General System | Flow element | Flow Element | Flow Element Technical Data Sheet | Vendor
Mechanical | Drawing | Plant General System | Flow element | Hot Gas Circulation Fan | Hot Gas Circulation Fan Drawing | Vendor
Mechanical | Technical Data Sheet | Plant General System | Flow element | Hot Gas Circulation Fan | Hot Gas Circulation Fan Technical Data Sheet | Vendor
Mechanical | Drawing | Plant General System | Flow element | Main Steam Valve | Main Steam Valve Drawing | Vendor
Mechanical | Technical Data Sheet | Plant General System | Flow element | Main Steam Valve | Main Steam Valve Technical Data Sheet | Vendor
Mechanical | Drawing | Plant General System | Flow element | Manual Valve | Manual Valve Drawings | Vendor
Mechanical | Technical Data Sheet | Plant General System | Flow element | Manual Valve | Manual Valve Technical Data Sheets | Vendor
Mechanical | General Arrangement Drawing | Plant General System | General | AIG, Catalyst Frame & Sealing Arrangement | HRSG SCR AIG and Catalyst Frame & Sealing Arrangement Drawing | Vendor
Mechanical | Technical Data Sheet | Plant General System | General | Ammonia Dilution Tank | HRSG SCR Ammonia Dilution Tank Data Sheet | Vendor
Mechanical | Drawing | Plant General System | General | Ammonia Dilution Tank | HRSG SCR Ammonia Dilution Tank Drawing | Vendor
Mechanical | Design Calculation | Plant General System | General | Ammonia Storage Tank | Ammonia Storage Tank Design Calculations | Vendor
Mechanical | Technical Data Sheet | Plant General System | General | Ammonia Storage Tank | HRSG SCR Ammonia Storage Tank Data Sheet | Vendor
Mechanical | Drawing | Plant General System | General | Ammonia Storage Tank | HRSG SCR Ammonia Storage Tank Drawing | Vendor
Mechanical | General Arrangement Drawing | Plant General System | General | Ammonia Storage Tank 1 & 2 | Ammonia Storage Tank 1 & 2 General Arrangement Drawing | Vendor
Mechanical | Drawing | Plant General System | General | Blowdown Pump | HRSG Blowdown Pump Specification & Drawing | Vendor
Mechanical | SUMMARY | Plant General System | General | Blowdown System | HRSG Blowdown System Summary | Vendor
Mechanical | Detail Drawing | Plant General System | General | Blowdown Tank | HRSG Blowdown Tank Equipment Outline / Detail Drawing | Vendor
Mechanical | BOM | Plant General System | General | Blowdown Tank Insulation | HRSG Insulation Data & BOM for Blowdown Tank | Vendor
Mechanical | Sizing | Plant General System | General | Blowdown Tanks | HRSG Blowdown Tanks Sizing | Vendor
Mechanical | Cause & Effect Matrix | Plant General System | General | Burner Management System | HRSG BMS Cause & Effect Matrix | Vendor
Mechanical | HMI Graphic | Plant General System | General | Burner Management System | HRSG BMS HMI Graphics | Vendor
Mechanical | Configuration | Plant General System | General | Burner Management System | HRSG BMS TMR Configuration | Vendor
Mechanical | Drawing | Plant General System | General | CCW Chemical Additive Tank | Outline Drawing for CCW Chemical Additive Tank | Vendor
Mechanical | Drawing | Plant General System | General | CCW Expansion Head Tank | Outline Drawing for CCW Expansion Head Tank | Vendor
Mechanical | Drawing | Plant General System | General | Casing Expansion Joint | HRSG Casing Expansion Joint Installation Drawing | Vendor
Mechanical | General Arrangement Drawing | Plant General System | General | Casing and field erection | HRSG Arrangement of Casing and Field Erection | Vendor
Mechanical | Contol Configuration | Plant General System | General | Continuous Emissions Monitoring System | HRSG CEMS Control Configuration | Vendor
Mechanical | General Arrangement Drawing | Plant General System | General | Cooling Air Skid (Duct Burner System) | HRSG Duct Burner System Cooling Air Skid General Arrangement Drawing | Vendor
Mechanical | Drawing | Plant General System | General | Desuperheater | HRSG Desuperheater Drawings | Vendor
Mechanical | Technical Data Sheet | Plant General System | General | Desuperheater | HRSG Desuperheater Technical Data Sheet | Vendor
Mechanical | System Description | Plant General System | General | Diverter & Guillotine Damper | HRSG Diverter & Guillotine Damper System Description | Vendor
Mechanical | Drawing | Plant General System | General | Diverter Damper | Diverter Damper Installation Drawings | Vendor
Mechanical | DOCUMENT PACKAGE | Plant General System | General | Diverter Damper & Guillotine Damper | Diverter & Guillotine Damper Vendor Document Package | Vendor
Mechanical | Procedure | Plant General System | General | Diverter Damper / Guillotine Damper | Diverter Damper & Guillotine Damper Commissioning Procedure | Vendor
Mechanical | BOM | Plant General System | General | Drum Insulation | HRSG Insulation Data & BOM for Drum | Vendor
Mechanical | System Description | Plant General System | General | Duct Burner | HRSG Duct Burner System Description | Vendor
Mechanical | General Arrangement Drawing | Plant General System | General | Duct Burner System | HRSG Duct Burner System Detail Arrangement General Arrangement Drawing | Vendor
Mechanical | General Arrangement Drawing | Plant General System | General | Duct burner system | HRSG General Arrangement for Duct Burner System | Vendor
Mechanical | DOCUMENT PACKAGE | Plant General System | General | Elevator | HRSG Elevator Document Package | Vendor
Mechanical | Technical Data Sheet | Plant General System | General | Feedwater Pump | HRSG Feedwater Pump and Motor Data Sheets & Characteristic Curves | Vendor
Mechanical | Detail Drawing | Plant General System | General | Feedwater Pump | HRSG Feedwater Pump Detail Drawings | Vendor
Mechanical | General Arrangement Drawing | Plant General System | General | Feedwater Pump | HRSG Feedwater Pump General Arrangement Drawing | Vendor
Mechanical | Manual | Plant General System | General | Feedwater Pump | HRSG Feedwater Pump Installation Manual | Vendor
Mechanical | Single Line Diagram | Plant General System | General | Fire Alarm System (Chemical Dosing Shelter) | Fire Alarm System Single Line Diagram for Chemical Dosing Shelter (STG & HRSG) | Vendor
Mechanical | General Arrangement Drawing | Plant General System | General | Fuel Gas Skid (Duct Burner System) | HRSG Duct Burner System Fuel Gas Skid General Arrangement Drawing | Vendor
Mechanical | General Arrangement Drawing | Plant General System | General | GT & HRSG Area | General Arrangement Drawing of GT & HRSG Area | Vendor
Mechanical | General Arrangement Drawing | Plant General System | General | GTG & HRSG Area | Plant General Arrangement Drawing for GTG & HRSG Area (Plan View) | Vendor
Mechanical | General Arrangement Drawing | Plant General System | General | GTG & HRSG Area | Plant General Arrangement Drawing for GTG & HRSG Area (Roof Floor Plan) | Vendor
Mechanical | General Arrangement Drawing | Plant General System | General | GTG & HRSG Area | Plant General Arrangement Drawing for GTG & HRSG Area (Section View) | Vendor
Mechanical | Manual | Plant General System | General | HRSG | HRSG Commissioning Manual | Vendor
Mechanical | Performance Curve | Plant General System | General | HRSG | HRSG Degradation Curve | Vendor
Mechanical | Manual | Plant General System | General | HRSG | HRSG Erection Manual for Installation | Vendor
Mechanical | General Arrangement Drawing | Plant General System | General | HRSG | HRSG General Arrangement Drawing | Vendor
Mechanical | Manual | Plant General System | General | HRSG | HRSG Installation Manual | Vendor
Mechanical | Manual | Plant General System | General | HRSG | HRSG Installation, Operation and Maintenance Instruction Manual | Vendor
Mechanical | Material Requisition | Plant General System | General | HRSG | HRSG Material Requisition | Vendor
Mechanical | Manual | Plant General System | General | HRSG | HRSG Operation & Maintenance Manual | Vendor
Mechanical | PERFORMANCE AND OPERATIONAL DATA | Plant General System | General | HRSG | HRSG Performance and Operational Data | Vendor
Mechanical | Manual | Plant General System | General | HRSG | HRSG Shop Quality Manual | Vendor
Mechanical | Performance Curve | Plant General System | General | HRSG | HRSG Start-up Curve | Vendor
Mechanical | System Description | Plant General System | General | HRSG | HRSG System Description | Vendor
Mechanical | TBE | Plant General System | General | HRSG | HRSG TBE | Vendor
Mechanical | Technical Bid Evaluation | Plant General System | General | HRSG | HRSG Technical Bid Evaluation | Vendor
Mechanical | List | Plant General System | General | HRSG | HRSG Valve List | Vendor
Mechanical | General Arrangement Drawing | Plant General System | General | HRSG Casing | HRSG Casing & Field Erection General Arrangement Drawing | Vendor
Mechanical | Diagram | Plant General System | General | HRSG Control & Automation | HRSG Control and Automation Diagram | Vendor
Mechanical | General Arrangement Drawing | Plant General System | General | HRSG Plan View (Upper/Lower) | HRSG General Arrangement Drawing (Plan Views) | Vendor
Mechanical | Diagram | Plant General System | General | HRSG Wiring | HRSG Wiring & Schematic Diagram | Vendor
Mechanical | DOCUMENT PACKAGE | Plant General System | General | Hoist | HRSG Hoist Document Package | Vendor
Mechanical | General Arrangement Drawing | Plant General System | General | Inlet Duct | HRSG Inlet Duct Arrangement Drawing | Vendor
Mechanical | BOM | Plant General System | General | Insulation | HRSG Insulation Data & BOM | Vendor
Mechanical | Drawing | Plant General System | General | MOV | HRSG MOV Drawings | Vendor
Mechanical | Technical Data Sheet | Plant General System | General | MOV | HRSG MOV Technical Data Sheet | Vendor
Mechanical | General Arrangement Drawing | Plant General System | General | Main Stack | HRSG Main Stack & Field Erection Arrangement Drawing | Vendor
Mechanical | General Arrangement Drawing | Plant General System | General | Main Stack | HRSG Main Stack Field Erection General Arrangement Drawing | Vendor
Mechanical | List | Plant General System | General | Manual Valves | HRSG Manual Valve List | Vendor
Mechanical | Technical Specification | Plant General System | General | Painting | HRSG Painting Specification | Vendor
Mechanical | General Arrangement Drawing | Plant General System | General | Partition Plate & Gas Baffle | HRSG Partition Plate & Gas Baffle Arrangement Drawing | Vendor
Mechanical | General Arrangement Drawing | Plant General System | General | Portable Extinguisher | HRSG Portable Extinguisher Arrangement Drawing | Vendor
Mechanical | Drawing | Plant General System | General | Power Distribution Panel | HRSG Power Distribution Panel Drawings | Vendor
Mechanical | Drawing | Plant General System | General | Preheater Recirculation Pump | Preheater Recirculation Pump Drawing | Vendor
Mechanical | Technical Specification | Plant General System | General | Preheater Recirculation Pump | Preheater Recirculation Pump Technical Specification | Vendor
Mechanical | General Arrangement Drawing | Plant General System | General | Pressure Part | HRSG Pressure Part Arrangement Drawing | Vendor
Mechanical | Document | Plant General System | General | Pressure Part | HRSG Pressure Part Detail for Installation | Vendor
Mechanical | Summary | Plant General System | General | SCR | HRSG SCR Performance Summary | Vendor
Mechanical | SYSTEM CONFIGURATION | Plant General System | General | SCR | HRSG SCR System Configuration | Vendor
Mechanical | System Description | Plant General System | General | SCR | HRSG SCR System Description | Vendor
Mechanical | General Arrangement Drawing | Plant General System | General | SCR Catalyst Frame | HRSG SCR Catalyst Frame & Sealing Arrangement General Arrangement Drawing | Vendor
Mechanical | Drawing | Plant General System | General | Safety & Relief Valve | HRSG Safety & Relief Valve Specification & Drawing | Vendor
Mechanical | Drawing | Plant General System | General | Stack Damper | HRSG Stack Damper Specification & Drawing | Vendor
Mechanical | Drawing | Plant General System | General | Steam Drum | HRSG Steam Drum Specification & Drawing | Vendor
Mechanical | Technical Data Sheet | Plant General System | General | Sump Pit Pump | HRSG Sump Pit Pump Technical Data Sheet | Vendor
Mechanical | Drawing | Plant General System | General | Water Box Vacuum Pump Tank | Tank Drawing for Water Box Vacuum Pump | Vendor
Mechanical | Standard | Plant General System | General | Water Quality | HRSG Water Quality Standard | Vendor
Mechanical | Reinforcement Drawing | Plant General System | HRSG | Re-bar | HRSG Re-bar Detail Reinforcement Drawing | Vendor
Mechanical | List | Plant General System | Heat exchanger | HRSG | HRSG Equipment List | Vendor
Mechanical | List | Plant General System | Heat exchanger | HRSG | HRSG Line List | Vendor
Mechanical | Procedure | Plant General System | Heat exchanger | HRSG Chemical Cleaning | HRSG Chemical Cleaning Procedure | Vendor
Mechanical | Procedure | Plant General System | Heat exchanger | HRSG Erection | HRSG Recommended Erection Procedure | Vendor
Mechanical | Procedure | Plant General System | Heat exchanger | HRSG Hydrostatic Test | HRSG Hydrostatic Test Procedure | Vendor
Mechanical | Procedure | Plant General System | Heat exchanger | HRSG Preservation and Storage | HRSG Preservation and Storage Procedure | Vendor
Mechanical | Procedure | Plant General System | Heat exchanger | HRSG Pressure Parts / Piping Heat Treatment | HRSG Heat Treatment Procedure (Pressure Parts / Piping) | Vendor
Mechanical | Procedure | Plant General System | Heat exchanger | HRSG Pressure Parts / Piping NDE | HRSG NDE Procedure (Pressure Parts / Piping) | Vendor
Mechanical | WPS&PQR | Plant General System | Heat exchanger | Heat Exchanger | HRSG WPS & PQR for Heat Exchanger | Vendor
Mechanical | Procedure | Plant General System | Heat exchanger | Safety Valve Popping Test | HRSG Safety Valve Popping Test Procedure | Vendor
Mechanical | Procedure | Plant General System | Heat exchanger | Welding Consumable Control | HRSG Welding Consumable Control Procedure | Vendor
Mechanical | Drawing | Plant General System | Instrument Rack | Steam Drum | Steam Drum Specification & Drawing | Vendor
Mechanical | Technical Data Sheet | Plant General System | Junction Box | Feedwater pump flexible coupling | HRSG Feedwater Pump Flexible Coupling Data Sheet | Vendor
Mechanical | Drawing | Plant General System | Junction Box | Feedwater pump flexible coupling | HRSG Feedwater Pump Flexible Coupling Drawing | Vendor
Mechanical | Drawing | Plant General System | Junction Box | Feedwater pump nameplate | HRSG Feedwater Pump Name Plate Drawing | Vendor
Mechanical | Drawing | Plant General System | Sump Pump | Nameplate | HRSG Nameplate Drawing | Vendor
Mechanical | Drawing | Plant General System | Sump Pump | Sump Pump | HRSG Sump Pump Specification & Drawing | Vendor
Mechanical | Design Calculation | Steam System(High Pressure) | Bypass stack | Drum | HRSG ASME Strength Calculation Sheet for Drum | Vendor
Mechanical | Design Calculation | Steam System(High Pressure) | Bypass stack | Drum volume | HRSG Calculation of Each Drum Volume | Vendor
Mechanical | Assembly Drawing | Steam System(High Pressure) | Bypass stack | HP Steam Drum | HP Steam Drum Assembly Drawings | Vendor
Mechanical | Design Calculation | Steam System(High Pressure) | Bypass stack | Header | HRSG ASME Strength Calculation Sheets for Header | Vendor
Mechanical | Design Calculation | Steam System(High Pressure) | Bypass stack | Link | HRSG ASME Strength Calculation for Link | Vendor
Mechanical | General Assembly | Steam System(High Pressure) | Bypass stack | Pressure parts | HRSG Pressure Part General Assembly | Vendor
Mechanical | Assembly | Steam System(High Pressure) | HRSG | H.P Steam Drum | HRSG H.P Steam Drum Assembly Drawing | Vendor
Mechanical | Internal Assembly | Steam System(High Pressure) | HRSG | H.P Steam Drum | HRSG H.P Steam Drum Internal Assembly Drawing | Vendor
Mechanical | List | Steam System(High Pressure) | HRSG | Welders | HRSG Welders List (HP/LP Drum) | Vendor
Mechanical | WPS&PQR | Steam System(High Pressure) | Heat exchanger | HP Drum | HRSG WPS & PQR for HP Drum | Vendor
Mechanical | Detail Drawing | Steam System(High Pressure) | valve | Steam drum | HRSG Steam Drum Assembly and Detail Drawings | Vendor
Mechanical | WPS&PQR | Steam System(Low Pressure) | Heat exchanger | LP Drum | HRSG WPS & PQR for LP Drum | Vendor
Mechanical | Design Calculation | Water System(Feedwater) | Bypass stack | Feedwater pump | HRSG Feedwater Pump Sizing Calculation | Vendor
Mechanical | Detail Drawing | Water System(Feedwater) | valve | Deaerator internal spray header and tray enclosure | HRSG Deaerator Internal Details (Spray Header and Tray Enclosure) | Vendor
Mechanical | System Description | control system | HRSG | HRSG Control & Automation | HRSG Control Description | Vendor
Mechanical | System Description | control system | HRSG | HRSG control and automation | HRSG Control and Automation Description | Vendor
Mechanical | Design Calculation | report | Bypass stack | Blowdown Tank | HRSG Blowdown Tank Strength and Size Calculations | Vendor
Mechanical | Design Calculation | report | Bypass stack | Deaerator | HRSG Deaerator Strength Calculation | Vendor
Mechanical | Design Calculation | report | Bypass stack | Drum | HRSG Drum ASME Strength Calculation Sheet | Vendor
Mechanical | Design Calculation | report | Bypass stack | Embedded Material | HRSG Embedded Material Calculation | Vendor
Mechanical | Design Calculation | report | Bypass stack | Header | HRSG Header ASME Strength Calculation Sheets | Vendor
Mechanical | Design Calculation | report | Bypass stack | Lifting Device | HRSG Lifting Device Strength Calculation | Vendor
Mechanical | Design Calculation | report | Bypass stack | SCR | HRSG SCR Equipment Calculation Sheet | Vendor
Mechanical | Design Calculation | report | Bypass stack | Stack | HRSG Stack Strength and Size Calculations | Vendor
Mechanical | Design Calculation | report | Bypass stack | Tube | HRSG Tube Strength Calculation | Vendor
Mechanical | Report | report | HRSG | Duct Burner | HRSG Duct Burner CFD Report | Vendor
Mechanical | Report | report | HRSG | Duct Burner System | HRSG Duct Burner System CFD Report | Vendor
Mechanical | Report | report | HRSG | Feedwater Pump | HRSG Feedwater Pump NPSH Transient Analysis Report | Vendor
Mechanical | Report | report | HRSG | HRSG | HRSG CFD Report | Vendor
Mechanical | Report | report | HRSG | HRSG | HRSG Design Life Analysis Report | Vendor
Mechanical | Report | report | HRSG | HRSG Casing and Duct | HRSG Casing and Duct Thermal Bridge Report | Vendor
Mechanical | Report | report | HRSG | HRSG Internal Insulation | HRSG Internal Insulation Design Report | Vendor
Mechanical | Report | report | HRSG | HRSG Structure / Casing | HRSG FEM Analysis Report | Vendor
Mechanical | Report | report | HRSG | Inlet Duct | HRSG Inlet Duct CFD Report | Vendor
Mechanical | Report | report | HRSG | Main Frames | HRSG Main Frames Design Report | Vendor
Mechanical | Report | report | HRSG | Piping and Equipment Insulation (HRSG External) | HRSG External Insulation Design Report (Piping and Equipment) | Vendor
Mechanical | Report | report | HRSG | Pressure Parts | HRSG Pressure Parts Design Report | Vendor
Mechanical | Report | report | HRSG | SCR | HRSG SCR CFD Report | Vendor
Mechanical | Report | report | valve | HP, RH Section dissimilar metal weld | HRSG HP, RH Section Dissimilar Metal Weld Analysis Report | Vendor
Piping | Piping & Instrumentation Drawing | Condensate System | HRSG | Condensate Preheater System | HRSG Condensate Preheater System P & ID | Vendor
Piping | List | Drain System | Heat exchanger | Vent & Drain Lines | HRSG Vent & Drain Line List | Vendor
Piping | Piping & Instrumentation Drawing | EXHAUST SYSTEM | HRSG | Exhaust Gas System | HRSG Exhaust Gas System P & ID | Vendor
Piping | Data & BOM | Instrument & Control System | HRSG | Piping insulation | HRSG Data & BOM of Insulation for Piping | Vendor
Piping | Technical Specification | Lighting & Small Power System | Lighting | Piping Class | HRSG Piping Class Specification | Vendor
Piping | Classification | Piping System | HRSG | HRSG Piping Material | HRSG Piping Material Classification | Vendor
Piping | Technical Specification | Piping System | HRSG | SCR Piping Material | HRSG SCR Piping Material Specification | Vendor
Piping | List and Drawing | Piping System | valve | Manual valves (HRSG piping) | HRSG Manual Valve List and Assembly Drawing for HRSG Piping | Vendor
Piping | Drawing | Piping System | valve | Manual valves (external piping) | HRSG Manual Valve Assembly Drawings for External Piping | Vendor
Piping | Piping & Instrumentation Drawing | Plant General System | General | Continuous Emissions Monitoring System | HRSG CEMS P & ID | Vendor
Piping | Piping & Instrumentation Drawing | Plant General System | General | Duct Burner System | HRSG Duct Burner System P & ID | Vendor
Piping | Piping & Instrumentation Drawing | Plant General System | General | Feedwater Pump | HRSG Feedwater Pump P & ID | Vendor
Piping | Piping & Instrumentation Drawing | Plant General System | General | HRSG | HRSG P & ID | Vendor
Piping | Piping & Instrumentation Drawing | Plant General System | General | HRSG | HRSG P & ID (Package Set) | Vendor
Piping | Piping & Instrumentation Drawing | Plant General System | General | SCR | HRSG SCR P & ID | Vendor
Piping | Technical Data Sheet | Plant General System | General | SCR Functional Valves | HRSG SCR Functional Valve List and Data Sheets | Vendor
Piping | Piping & Instrumentation Drawing | Steam System(High Pressure) | HRSG | Blowdown System | HRSG Blowdown System P & ID | Vendor
Piping | Piping & Instrumentation Drawing | Steam System(High Pressure) | HRSG | Diverter & Guillotine Damper | HRSG Diverter & Guillotine Damper P & ID | Vendor
Piping | Piping & Instrumentation Drawing | Steam System(High Pressure) | HRSG | High Pressure Economizer System | HRSG HP Economizer System P & ID | Vendor
Piping | Piping & Instrumentation Drawing | Steam System(High Pressure) | HRSG | High Pressure Evaporator / Superheater System | HRSG HP Evaporator / Superheater System P & ID | Vendor
Piping | Data Sheet | Steam System(High Pressure) | Instrument Rack | Desuperheater | Desuperheater Data Sheet | Vendor
Piping | Drawing | Steam System(High Pressure) | Instrument Rack | Desuperheater | Desuperheater Drawing | Vendor
Piping | Piping & Instrumentation Drawing | Steam System(Low Pressure) | HRSG | Low Pressure Evaporator / Superheater System | HRSG LP Evaporator / Superheater System P & ID | Vendor
Piping | Piping & Instrumentation Drawing | Water System(Feedwater) | HRSG | Feedwater Heater System | HRSG Feedwater Heater System P & ID | Vendor
Piping | Piping & Instrumentation Drawing | Water System(Feedwater) | HRSG | Water Spray System for Burner | Water Spray System for HRSG Burner P & ID | Vendor
Process | Process Mass Balance | Plant General System | General | Selective Catalytic Reduction | SCR Process Mass Balance | Vendor
Electrical | Plan | Building/Structure System | Bypass stack | HRSG | HRSG Instrument Location & Conduit Plan Diagrams | Vendor
Electrical | Technical Specification | Communication System & Security System | Lighting | Communication System | HRSG Technical Specification for Communication System | Vendor
Electrical | Diagram | Electrical System | CCB | Unit Motor Control Center | HRSG Diagram | Vendor
Electrical | General Arrangement Drawing | Electrical System | CCB | Unit Motor Control Center | HRSG Unit Motor Control Center General Arrangement | Vendor
Electrical | Technical Data Sheet | Electrical System | CONTROL VALVE | Cable | Duct Burner System Cable Data Sheet | Vendor
Electrical | Diagram | Electrical System | Cable | Continuous Emissions Monitoring System | CEMS Wiring and Terminal Connection Diagram | Vendor
Electrical | Diagram | Electrical System | Cable | Diverter & Guillotine Damper | Diverter & Guillotine Damper Electric Wiring and Terminal Connection Diagram | Vendor
Electrical | Diagram | Electrical System | Cable | HRSG | HRSG Cable Connection Diagrams | Vendor
Electrical | Cable Schedule | Electrical System | Cable | HRSG | HRSG Cable Schedule | Vendor
Electrical | Diagram | Electrical System | Cable | HRSG | HRSG Drain Flow Diagram | Vendor
Electrical | Wiring Diagram | Electrical System | Cable | HRSG Feedwater Pump | HRSG Feedwater Pump Cable Interconnection Wiring Diagram | Vendor
Electrical | Wiring Diagram | Electrical System | Cable | HRSG SCR | HRSG SCR Cable Interconnection Wiring Diagram | Vendor
Electrical | Diagram | Electrical System | Cable | Power Distribution Board | HRSG Power Distribution Board Schematic Diagrams | Vendor
Electrical | General Arrangement Drawing | Electrical System | General | Power Distribution Board | HRSG Power Distribution Board General Arrangements | Vendor
Electrical | Single Line Diagram | Electrical System | HRSG | Continuous Emissions Monitoring System Power Distribution | CEMS Power Distribution Single Line Diagram | Vendor
Electrical | Scheme | Electrical System | HRSG | Duct burner BMS panel | HRSG BMS Panel Electric Scheme for Duct Burner System | Vendor
Electrical | Drawing | Electrical System | HRSG | GTG/HRSG SWITCHGEAR | 480V GTG/HRSG Switchgear Outline Drawing | Vendor
Electrical | Single Line Diagram | Electrical System | HRSG | GTG/HRSG SWITCHGEAR | 480V GTG/HRSG Switchgear Single Line Diagram | Vendor
Electrical | Single Line Diagram | Electrical System | HRSG | HRSG | HRSG Electrical Single Line Diagrams | Vendor
Electrical | Document | Electrical System | HRSG | HRSG | HRSG Electrical User Location | Vendor
Electrical | List | Electrical System | Heat exchanger | Cable | HRSG Cable List | Vendor
Electrical | List | Electrical System | Heat exchanger | HRSG | HRSG Electrical Load List | Vendor
Electrical | Drawing | Electrical System | Instrument Rack | Power Distribution Panel | Power Distribution Panel Drawings | Vendor
Electrical | Detail Drawing | Instrument & Control System | Bypass stack | HRSG | HRSG Instrument Installation Detail Drawings | Vendor
Electrical | Technical Data Sheet | Instrument & Control System | CONTROL VALVE | Junction Box | Duct Burner System Junction Box Data Sheet | Vendor
Electrical | Technical Specification | Instrument & Control System | Cable | Local Gauge and Temp. Element | Local Gauge and Temperature Element Specification | Vendor
Electrical | Design Calculation | Lighting & Small Power System | Bypass stack | Chemical dosing shelter illumination | HRSG Chemical Dosing Shelter Illumination Calculation | Vendor
Electrical | Plan | Lighting & Small Power System | Bypass stack | HRSG | HRSG Lighting Plan Diagrams | Vendor
Electrical | Design Calculation | Lighting & Small Power System | Bypass stack | Illumination | HRSG Illumination Calculation | Vendor
Electrical | Technical Data Sheet | Lighting & Small Power System | CONTROL VALVE | Aircraft warning light | Aircraft Warning Light Data Sheet | Vendor
Electrical | Technical Specification | Lighting & Small Power System | Lighting | AC & DC Distribution Board | HRSG Technical Specification for AC & DC Distribution Board | Vendor
Electrical | Technical Specification | Lighting & Small Power System | Lighting | Cable | HRSG Cable Specification | Vendor
Electrical | Technical Specification | Lighting & Small Power System | Lighting | Conduit | HRSG Conduit Plan & Specification | Vendor
Electrical | Technical Specification | Lighting & Small Power System | Lighting | Lighting & Small Power System | HRSG Technical Specification for Lighting & Small Power System | Vendor
Electrical | System | Lighting & Small Power System | Lighting | Lighting System | HRSG Lighting System Document | Vendor
Electrical | Schedule | Lighting & Small Power System | Lighting | Receptacle Panel | Lighting and Receptacle Panel Schedule and Connection Diagram | Vendor
Electrical | Technical Data Sheet | Plant General System | CONTROL VALVE | Cooling Air Fan & Motor | Duct Burner System Cooling Air Fan & Motor Data Sheet | Vendor
Electrical | Diagram | Plant General System | General | Cable Block Diagram | HRSG Cable Block Diagram | Vendor
Electrical | Technical Specification | Plant General System | General | Continuous Emissions Monitoring System | CEMS Equipment Specification | Vendor
Electrical | Diagram | Plant General System | General | Duct Burner | Duct Burner Cable Interconnection Diagram | Vendor
Electrical | Technical Specification | Plant General System | General | Duct Burner | Duct Burner Technical Specification | Vendor
Electrical | Diagram | Plant General System | General | Power Cable | Power Cable Connection Diagram | Vendor
Electrical | Diagram | Plant General System | General | SCR | SCR Cable Interconnection Diagram | Vendor
Electrical | Technical Specification | Plant General System | General | SCR | SCR Technical Specification | Vendor
Electrical | List | control system | Heat exchanger | BMS | Duct Burner BMS Cable & Panel Terminal List | Vendor
Electrical | List | control system | Heat exchanger | BMS Panel | Duct Burner BMS Panel Part List | Vendor
Instrumentation & Control | Technical Data Sheet | Bypass system | CONTROL VALVE | Diverter Damper | Diverter Damper Instrument Data Sheet | Vendor
Instrumentation & Control | Technical Data Sheet | Chemical dosing system | HRSG | Ammonia Supply Pump | Ammonia Supply Pump Data Sheet (HRSG SCR) | Vendor
Instrumentation & Control | Diagram | Communication System & Security System | Lighting | HRSG | HRSG Communication Block Diagram | Vendor
Instrumentation & Control | Technical Data Sheet | Condensate System | HRSG | Condensate Return Pump | Condensate Return Pump Technical Data Sheet | Vendor
Instrumentation & Control | Technical Data Sheet | Instrument & Control System | CONTROL VALVE | Control Valve | Duct Burner System Shut Off and Control Valve Data Sheets | Vendor
Instrumentation & Control | Technical Data Sheet | Instrument & Control System | CONTROL VALVE | Instrument | Duct Burner System Instrument Specification & Data Sheets | Vendor
Instrumentation & Control | Technical Data Sheet | Instrument & Control System | Flow element | CEMS instruments | HRSG CEMS Instrument List and Data Sheets | Vendor
Instrumentation & Control | Drawing | Instrument & Control System | Flow element | I&C local panel | HRSG I & C Local Panel Drawings | Vendor
Instrumentation & Control | Data Sheet | Instrument & Control System | Flow element | Local instruments | HRSG Local Instrument Data Sheet | Vendor
Instrumentation & Control | Drawing | Instrument & Control System | Flow element | Local instruments | HRSG Local Instrument Drawing | Vendor
Instrumentation & Control | Data Sheet | Instrument & Control System | Flow element | Transmitters | HRSG Transmitter Data Sheet | Vendor
Instrumentation & Control | Drawing | Instrument & Control System | Flow element | Transmitters | HRSG Transmitter Drawing | Vendor
Instrumentation & Control | Hook-Up Drawing | Instrument & Control System | General | Instrument hook-up (general) | HRSG Instrument Hook-Up Drawing | Vendor
Instrumentation & Control | Technical Data Sheet | Instrument & Control System | HRSG | Diverter damper and guillotine damper instruments | HRSG Diverter and Guillotine Damper Instrument Data Sheets | Vendor
Instrumentation & Control | Hook-Up Drawing | Instrument & Control System | HRSG | Diverter damper and guillotine damper instruments | HRSG Diverter and Guillotine Damper Instrument Hook-Up Drawings | Vendor
Instrumentation & Control | Technical Data Sheet | Instrument & Control System | HRSG | Duct burner cooling air fan | HRSG Duct Burner Cooling Air Fan Data Sheet | Vendor
Instrumentation & Control | Technical Data Sheet | Instrument & Control System | HRSG | Duct burner instruments | HRSG Duct Burner Instrument Data Sheets | Vendor
Instrumentation & Control | Hook-Up Drawing | Instrument & Control System | HRSG | Duct burner instruments | HRSG Duct Burner Instrument Hook-Up Drawings | Vendor
Instrumentation & Control | Technical Data Sheet | Instrument & Control System | HRSG | Feedwater pump instruments | HRSG Feedwater Pump Instrument List and Data Sheets | Vendor
Instrumentation & Control | Instruments | Instrument & Control System | HRSG | Field instruments | HRSG Field Instruments | Vendor
Instrumentation & Control | LOCATION | Instrument & Control System | HRSG | Instruments | HRSG Instrument Location | Vendor
Instrumentation & Control | Boxes | Instrument & Control System | HRSG | Junction boxes | HRSG Junction Boxes | Vendor
Instrumentation & Control | Technical Data Sheet | Instrument & Control System | HRSG | Motor | HRSG Motor Data Sheet | Vendor
Instrumentation & Control | BOM | Instrument & Control System | HRSG | SCR electrical and I&C materials | HRSG SCR Electrical and I & C BOM | Vendor
Instrumentation & Control | Drawing | Instrument & Control System | HRSG | SCR instrument installation | HRSG SCR Instrument Installation Drawings | Vendor
Instrumentation & Control | Technical Data Sheet | Instrument & Control System | HRSG | SCR instruments | HRSG SCR Instrument Data Sheets | Vendor
Instrumentation & Control | Hook-Up Drawing | Instrument & Control System | HRSG | SCR instruments | HRSG SCR Instrument Hook-Up Drawings | Vendor
Instrumentation & Control | INSTRUMENT LOCATION | Instrument & Control System | HRSG | SCR instruments | HRSG SCR Instrument Location | Vendor
Instrumentation & Control | BOM | Instrument & Control System | HRSG | SCR insulation (MSDS) | HRSG SCR Material Safety Data Sheet | Vendor
Instrumentation & Control | List | Instrument & Control System | HRSG | SCR special items | HRSG SCR Special Item List and Drawings | Vendor
Instrumentation & Control | List | Instrument & Control System | Heat exchanger | DCS | HRSG DCS I/O List | Vendor
Instrumentation & Control | List | Instrument & Control System | Heat exchanger | Diverter & Guillotine Damper | Diverter & Guillotine Damper Instrument List | Vendor
Instrumentation & Control | List | Instrument & Control System | Heat exchanger | HRSG | HRSG Instrument List | Vendor
Instrumentation & Control | List | Instrument & Control System | Heat exchanger | MOV & CV | HRSG MOV & CV List | Vendor
Instrumentation & Control | Data Sheet | Instrument & Control System | Instrument Rack | Continuous Emissions Monitoring System | CEMS Data Sheet | Vendor
Instrumentation & Control | Drawing | Instrument & Control System | Instrument Rack | Continuous Emissions Monitoring System | CEMS Drawing | Vendor
Instrumentation & Control | Data Sheet | Instrument & Control System | Instrument Rack | Control Valve | Control Valve Data Sheet | Vendor
Instrumentation & Control | Drawing | Instrument & Control System | Instrument Rack | Control Valve | Control Valve Drawing | Vendor
Instrumentation & Control | Drawing | Instrument & Control System | Instrument Rack | Hazardous Area Classification | Duct Burner System Hazardous Area Classification Specification & Drawing | Vendor
Instrumentation & Control | Drawing | Instrument & Control System | Instrument Rack | I & C Architecture | Duct Burner System I & C Architecture Drawing | Vendor
Instrumentation & Control | Drawing | Instrument & Control System | Instrument Rack | Instrument Air Header | Duct Burner System Instrument Air Header Drawing | Vendor
Instrumentation & Control | Drawing | Instrument & Control System | Instrument Rack | Instrument Rack | Instrument Rack Drawing | Vendor
Instrumentation & Control | Drawing | Instrument & Control System | Instrument Rack | Junction Box | Junction Box Drawings | Vendor
Instrumentation & Control | Data Sheet | Instrument & Control System | Instrument Rack | Local Instrument | Local Instrument Data Sheet | Vendor
Instrumentation & Control | Drawing | Instrument & Control System | Instrument Rack | Local Instrument | Local Instrument Drawing | Vendor
Instrumentation & Control | Data Sheet | Instrument & Control System | Instrument Rack | Transmitter | Transmitter Data Sheet | Vendor
Instrumentation & Control | Drawing | Instrument & Control System | Instrument Rack | Transmitter | Transmitter Drawing | Vendor
Instrumentation & Control | Drawing | Instrument & Control System | Junction Box | Feedwater pump I&C junction box | HRSG Feedwater Pump I & C Junction Box Drawing | Vendor
Instrumentation & Control | Drawing | Instrument & Control System | Junction Box | Feedwater pump emergency push button | HRSG Feedwater Pump Emergency Push Button Drawing | Vendor
Instrumentation & Control | Technical Specification | Lighting & Small Power System | Lighting | BMS | Duct Burner BMS Specification | Vendor
Instrumentation & Control | Technical Specification | Lighting & Small Power System | Lighting | BMS PLC | Duct Burner BMS PLC Specification | Vendor
Instrumentation & Control | Technical Specification | Lighting & Small Power System | Lighting | Flame Scanner & Ignition Burner | Duct Burner Flame Scanner & Ignition Burner Specification | Vendor
Instrumentation & Control | Technical Specification | Lighting & Small Power System | Lighting | SCR | SCR Design Specification | Vendor
Instrumentation & Control | Diagram | PROTECTION SYSTEM | Cable | HRSG | HRSG Control Loop Diagrams | Vendor
Instrumentation & Control | Diagram | Plant Control System | DCS | HRSG | HRSG System Configuration Diagram | Vendor
Instrumentation & Control | Logic Diagram | Plant Control System | DCS | SCR control logic | HRSG SCR Control Logic Diagram | Vendor
Instrumentation & Control | Diagram | Plant Control System | DCS | SCR control loop | HRSG SCR Control Loop Diagram | Vendor
Instrumentation & Control | General Arrangement Drawing | Plant General System | Bypass stack | Analyzer Cabinet | Analyzer Cabinet General Arrangement Drawing | Vendor
Instrumentation & Control | Drawing | Plant General System | CONTROL VALVE | Analyzer | SCR Analyzer Specification & Drawing | Vendor
Instrumentation & Control | List | Plant General System | CONTROL VALVE | Continuous Emissions Monitoring System | CEMS Electrical Load List / Cable List / I/O Signal Exchange List | Vendor
Instrumentation & Control | List | Plant General System | CONTROL VALVE | SCR | SCR Instrument List / Line List / Valve List / Cable List & Schedule | Vendor
Instrumentation & Control | Diagram | Plant General System | General | Continuous Emissions Monitoring System | CEMS Flange Installation Diagram | Vendor
Instrumentation & Control | Data Sheet | Plant General System | Instrument Rack | Drum Level Gauge | Drum Level Gauge Data Sheet | Vendor
Instrumentation & Control | Drawing | Plant General System | Instrument Rack | Drum Level Gauge | Drum Level Gauge Drawing | Vendor
Instrumentation & Control | Data Sheet | Plant General System | Instrument Rack | Flow Element | Flow Element Data Sheet | Vendor
Instrumentation & Control | Drawing | Plant General System | Instrument Rack | Flow Element | Flow Element Drawing | Vendor
Instrumentation & Control | Data Sheet | Plant General System | Instrument Rack | MOV | MOV Data Sheet | Vendor
Instrumentation & Control | Drawing | Plant General System | Instrument Rack | MOV | MOV Drawing | Vendor
Instrumentation & Control | Drawing | Plant General System | Instrument Rack | Safety & Relief Valve | Safety & Relief Valve Specification & Drawing | Vendor
Instrumentation & Control | Drawing | Plant General System | Instrument Rack | VOC Analyzer | VOC Analyzer Specification & Drawing | Vendor
Instrumentation & Control | Diagram | Start-up & Shutdown procedure | Cable | HRSG | HRSG Start-up & Shut-down Sequence Diagram | Vendor
Instrumentation & Control | Drawing | control system | CONTROL VALVE | Diverter & Guillotine Damper | Diverter & Guillotine Damper PLC HMI Drawings | Vendor
Instrumentation & Control | Logic Diagram | control system | HRSG | BMS | Duct Burner BMS Control Logic Diagram & Flow Chart | Vendor
Instrumentation & Control | Control Narrative | control system | HRSG | BMS | Duct Burner BMS Control Narrative | Vendor
Instrumentation & Control | Logic Diagram | control system | HRSG | Diverter & Guillotine Damper | Diverter & Guillotine Damper Control Logic Diagram | Vendor
Instrumentation & Control | Wiring Diagram | control system | HRSG | Diverter Damper - HPU, PLC | Diverter Damper HPU/PLC Wiring Diagram | Vendor
Instrumentation & Control | Wiring Diagram | control system | HRSG | Drain Valves | Drain Valves Wiring Diagram | Vendor
Instrumentation & Control | Wiring Diagram | control system | HRSG | Duct Burner System | Duct Burner System Interconnection Wiring Diagram | Vendor
Instrumentation & Control | Logic Diagram | control system | HRSG | HRSG | HRSG Control Logic Diagram | Vendor
Instrumentation & Control | Wiring Diagram | control system | HRSG | SB On-Off Valves | SB On-Off Valves Wiring Diagram | Vendor
Instrumentation & Control | List | control system | Heat exchanger | Alarm and Trip Settings | HRSG Alarm and Trip Setting List | Vendor
DCS Vendor Document List
Discipline | Document Type | System (L1) | Sub-System / Area (L2) | Equipment (L3) | Standardized Document Title | Scope
Instrumentation & Control | Drawing | Fire Fighting System | Fire Fighting | HVAC control system interface | HVAC Control System (V) Interface Drawing with Fire Fighting / DCS | Vendor
Instrumentation & Control | Technical Specification | Plant General System | Auxiliary | Large screen display | DCS Technical Specification – Large Screen Display | Vendor
Instrumentation & Control | Database | Plant General System | General | 3rd Party Data-link Interface Signals | 3rd Party Data-link Interface Signal Database | Vendor
Instrumentation & Control | Database | Plant General System | General | 3rd party datalink interface signals | DCS 3rd Party Data-link Interface Signal Database | Vendor
Instrumentation & Control | Drawing | Plant General System | General | CCR Emergency Push Button | DCS CCR Emergency Push Button Specification & Drawing | Vendor
Instrumentation & Control | Drawing | Plant General System | General | CCR emergency push button | DCS CCR Emergency Push Button Drawing | Vendor
Instrumentation & Control | Detail Drawing | Plant General System | General | Cabinet (typical) | DCS Cabinet Typical Outline Drawing | Vendor
Instrumentation & Control | Detail Drawing | Plant General System | General | Console, computer, printer desk | DCS Console / Computer / Printer Desk Outline & Detail Drawing | Vendor
Instrumentation & Control | Diagram | Plant General System | General | DCS | DCS Equipment Power Distribution Diagram | Vendor
Instrumentation & Control | Technical Specification | Plant General System | General | DCS | DCS Functional Design Specification (FDS) - Graphic | Vendor
Instrumentation & Control | Technical Specification | Plant General System | General | DCS | DCS Functional Design Specification (FDS) - Hardware | Vendor
Instrumentation & Control | Technical Specification | Plant General System | General | DCS | DCS Functional Design Specification (FDS) - Software | Vendor
Instrumentation & Control | Diagram | Plant General System | General | DCS | DCS Internal Cable Connection Diagram | Vendor
Instrumentation & Control | Wiring Diagram | Plant General System | General | DCS | DCS Internal Interconnection Wiring Diagram | Vendor
Instrumentation & Control | Material Requisition | Plant General System | General | DCS | DCS Material Requisition | Vendor
Instrumentation & Control | General Arrangement Drawing | Plant General System | General | DCS | DCS Module Arrangement and Allocation Drawing | Vendor
Instrumentation & Control | Drawing | Plant General System | General | DCS | DCS Network and Power Cable Connection Drawing | Vendor
Instrumentation & Control | Manual | Plant General System | General | DCS | DCS Operation & Maintenance Manual | Vendor
Instrumentation & Control | Diagram | Plant General System | General | DCS | DCS Power Distribution Concept Diagram | Vendor
Instrumentation & Control | Drawing | Plant General System | General | DCS | DCS Power Distribution Drawing | Vendor
Instrumentation & Control | Diagram | Plant General System | General | DCS | DCS System Alarm Diagram | Vendor
Instrumentation & Control | Technical Data Sheet | Plant General System | General | DCS | DCS Technical Datasheet | Vendor
Instrumentation & Control | Drawing | Plant General System | General | DCS Cabinets | DCS Cabinet Manufacturing Drawings | Vendor
Instrumentation & Control | Database | Plant General System | General | DCS I/O | DCS I/O Database | Vendor
Instrumentation & Control | Allocation | Plant General System | General | DCS I/O | DCS I/O & Module Allocation | Vendor
Instrumentation & Control | Diagram | Plant General System | General | DCS LAN | DCS LAN Configuration Diagram | Vendor
Instrumentation & Control | TBE | Plant General System | General | DCS package | Technical Bid Evaluation (TBE) for DCS | Vendor
Instrumentation & Control | DISPLAY | Plant General System | General | HMI | DCS HMI Graphic Display | Vendor
Instrumentation & Control | Diagram | Plant General System | General | HMI | DCS HMI Graphic Display Diagram | Vendor
Instrumentation & Control | Drawing | Plant General System | General | HMI | DCS HMI Graphic Drawing | Vendor
Instrumentation & Control | Technical Data Sheet | Plant General System | General | Historical Storage and Retrieval (HSR) System | DCS HSR System Specification & Datasheet | Vendor
Instrumentation & Control | Detail Drawing | Plant General System | General | LAN/Server cabinet | DCS LAN/Server Cabinet Outline & Detail Drawing | Vendor
Instrumentation & Control | Drawing | Plant General System | General | Large Screen Display | DCS Large Screen Display Specification & Drawings | Vendor
Instrumentation & Control | Drawing | Plant General System | General | Large screen display | DCS Large Screen Display Drawing | Vendor
Instrumentation & Control | Detail Drawing | Plant General System | General | Marshalling cabinet | DCS Marshalling Cabinet Outline & Detail Drawing | Vendor
Instrumentation & Control | Technical Data Sheet | Plant General System | General | Master Data Aquisition (MDA) System | DCS MDA System Specification & Datasheet | Vendor
Instrumentation & Control | Detail Drawing | Plant General System | General | Network cabinet | DCS Network Cabinet Outline & Detail Drawing | Vendor
Instrumentation & Control | Detail Drawing | Plant General System | General | Power distribution cabinet | DCS Power Distribution Cabinet Outline & Detail Drawing | Vendor
Instrumentation & Control | Detail Drawing | Plant General System | General | Provision cabinet | DCS Provision Cabinet Outline & Detail Drawing | Vendor
Instrumentation & Control | Detail Drawing | Plant General System | General | Relay cabinet | DCS Relay Cabinet Outline & Detail Drawing | Vendor
Instrumentation & Control | Detail Drawing | Plant General System | General | Safety Related System cabinet/panel | DCS Safety Related System Cabinet/Panel Outline & Detail Drawing | Vendor
Instrumentation & Control | Detail Drawing | Plant General System | General | System & marshalling cabinet | DCS System & Marshalling Cabinet Outline & Detail Drawing | Vendor
Instrumentation & Control | Detail Drawing | Plant General System | General | System cabinet | DCS System Cabinet Outline & Detail Drawing | Vendor
Instrumentation & Control | Technical Specification | Plant General System | General | Time Synchronization | DCS Time Synchronization Technical Specification | Vendor
Instrumentation & Control | Drawing | Plant General System | General | Time synchronization | DCS Time Synchronization Drawing | Vendor
Instrumentation & Control | Wiring Diagram | Plant General System | LV Switchgear | DCS typical elementary wiring | DCS Typical Elementary Wiring Diagrams (Index & Typical Circuits) | Vendor
Instrumentation & Control | Technical Specification | Plant General System | Security | 3rd party datalinks | DCS 3rd Party Datalink Specification (OPC, IEC, Modbus) | Vendor
Instrumentation & Control | Technical Specification | Plant General System | Security | Cyber security and network | DCS Functional Design Specification – Cyber Security and Network | Vendor
Instrumentation & Control | Technical Specification | Plant General System | Security | DCS hardware | DCS Functional Design Specification – Hardware | Vendor
Instrumentation & Control | Technical Specification | Plant General System | Security | DCS software | DCS Functional Design Specification – Software | Vendor
Instrumentation & Control | Technical Specification | Plant General System | Security | Emergency push button | DCS Technical Specification – Emergency Push Button | Vendor
Instrumentation & Control | Technical Specification | Plant General System | Security | FIELDBUS MOV | DCS Technical Specification – FIELDBUS MOV | Vendor
Instrumentation & Control | Technical Specification | Plant General System | Security | Field Instrument Management System | DCS Functional Design Specification – Field Instrument Management System | Vendor
Instrumentation & Control | Technical Specification | Plant General System | Security | HMI graphics | DCS Functional Design Specification – HMI Graphic | Vendor
Instrumentation & Control | Technical Specification | Plant General System | Security | Plant Performance Monitoring System | DCS Functional Design Specification – Plant Performance Monitoring System | Vendor
Instrumentation & Control | Technical Specification | Plant General System | Security | Plant information historian / plant information system | DCS Functional Design Specification – Plant Information System / Historian | Vendor
Instrumentation & Control | Technical Specification | Plant General System | Security | Remote monitoring system | DCS Functional Design Specification – Remote Monitoring System | Vendor
Instrumentation & Control | Technical Specification | Plant General System | Security | Safety related system | DCS Functional Design Specification – Safety Related System | Vendor
Instrumentation & Control | Technical Specification | Plant General System | Security | Time synchronization | DCS Technical Specification – Time Synchronization | Vendor
Instrumentation & Control | List | Service water system | EDG | Cables | DCS Cable List | Vendor
Instrumentation & Control | List | Service water system | EDG | Datalinks | DCS Datalink List | Vendor
Instrumentation & Control | List | Service water system | EDG | I/O signals | DCS I/O List (Input / Output Signal List) | Vendor
Instrumentation & Control | List | Service water system | EDG | Network and power cable connections | DCS Network and Power Cable Connection List | Vendor

## Source Mapping Audit
output_no | section | standardized_document_title | source_standard_no | source_projects | source_document_nos | source_titles | llm_reason
1 | ACC Vendor Document List | ACC Steel Structure Technical Specification | 17 | Fadhili ¦ R&N ¦ Turkistan | T16182-DE00-P0MAG-123020 ¦ CCP-W-B116-04-ME-B16-0009 ¦ T16182-VN02-P0MAG-123006 ¦ T16182-XS00-P0MAG-123010 ¦ T16182-VN02-P0MAG-123022 ¦ T16182-YT01-P0MAG-123036 ¦ SAU4005-G000-PA_-&MEC-00251 ¦ CCP-W-B116-04-ME-B16-0003 ¦ CCP-W-B116-04-ME-E24-0001 ¦ CCP-W-B116-04-ME-B16-0004 ¦ CCP-W-B116-04-ME-B16-0005 ¦ CCP-W-B116-04-ME-B16-0006 ¦ CCP-W-B116-04-ME-B16-0007 | ACC - STEEL STRUCTURE SPECIFICATION ¦ Air Cooled Condenser_Electrical Lifting Hoist Technical Specification ¦ ACC - FAN SPECIFICATION ¦ ACC - CONDENSATE DRAIN PUMP SPECIFICATION ¦ ACC - EMBEDDED MATERIAL SPECIFICATION ¦ ACC-MOTORISED VALVE SPECIFICATION ¦ Technical Specifications for Air Cooled Condenser ¦ Air Cooled Condenser_Fan Technical Specification ¦ Air Cooled Condenser_Fan Motor Technical Specification ¦ Air Cooled Condenser_Fan Gearbox Technical Specification ¦ Air Cooled Condenser_Vacuum Pump & Motor Technical Specification ¦ Air Cooled Condenser_Condensate Drain Pump & Motor Technical Specification ¦ Air Cooled Condenser_Cleaning Water Pump & Motor Technical Specification | Standardized from source title 'ACC - STEEL STRUCTURE SPECIFICATION' as an ACC vendor technical specification.
2 | ACC Vendor Document List | ACC Fan Technical Specification | 17 | Fadhili ¦ R&N ¦ Turkistan | T16182-DE00-P0MAG-123020 ¦ CCP-W-B116-04-ME-B16-0009 ¦ T16182-VN02-P0MAG-123006 ¦ T16182-XS00-P0MAG-123010 ¦ T16182-VN02-P0MAG-123022 ¦ T16182-YT01-P0MAG-123036 ¦ SAU4005-G000-PA_-&MEC-00251 ¦ CCP-W-B116-04-ME-B16-0003 ¦ CCP-W-B116-04-ME-E24-0001 ¦ CCP-W-B116-04-ME-B16-0004 ¦ CCP-W-B116-04-ME-B16-0005 ¦ CCP-W-B116-04-ME-B16-0006 ¦ CCP-W-B116-04-ME-B16-0007 | ACC - STEEL STRUCTURE SPECIFICATION ¦ Air Cooled Condenser_Electrical Lifting Hoist Technical Specification ¦ ACC - FAN SPECIFICATION ¦ ACC - CONDENSATE DRAIN PUMP SPECIFICATION ¦ ACC - EMBEDDED MATERIAL SPECIFICATION ¦ ACC-MOTORISED VALVE SPECIFICATION ¦ Technical Specifications for Air Cooled Condenser ¦ Air Cooled Condenser_Fan Technical Specification ¦ Air Cooled Condenser_Fan Motor Technical Specification ¦ Air Cooled Condenser_Fan Gearbox Technical Specification ¦ Air Cooled Condenser_Vacuum Pump & Motor Technical Specification ¦ Air Cooled Condenser_Condensate Drain Pump & Motor Technical Specification ¦ Air Cooled Condenser_Cleaning Water Pump & Motor Technical Specification | Separated fan scope from mixed technical specification bundle in source titles.
3 | ACC Vendor Document List | ACC Fan Motor Technical Specification | 17 | Fadhili ¦ R&N ¦ Turkistan | T16182-DE00-P0MAG-123020 ¦ CCP-W-B116-04-ME-B16-0009 ¦ T16182-VN02-P0MAG-123006 ¦ T16182-XS00-P0MAG-123010 ¦ T16182-VN02-P0MAG-123022 ¦ T16182-YT01-P0MAG-123036 ¦ SAU4005-G000-PA_-&MEC-00251 ¦ CCP-W-B116-04-ME-B16-0003 ¦ CCP-W-B116-04-ME-E24-0001 ¦ CCP-W-B116-04-ME-B16-0004 ¦ CCP-W-B116-04-ME-B16-0005 ¦ CCP-W-B116-04-ME-B16-0006 ¦ CCP-W-B116-04-ME-B16-0007 | ACC - STEEL STRUCTURE SPECIFICATION ¦ Air Cooled Condenser_Electrical Lifting Hoist Technical Specification ¦ ACC - FAN SPECIFICATION ¦ ACC - CONDENSATE DRAIN PUMP SPECIFICATION ¦ ACC - EMBEDDED MATERIAL SPECIFICATION ¦ ACC-MOTORISED VALVE SPECIFICATION ¦ Technical Specifications for Air Cooled Condenser ¦ Air Cooled Condenser_Fan Technical Specification ¦ Air Cooled Condenser_Fan Motor Technical Specification ¦ Air Cooled Condenser_Fan Gearbox Technical Specification ¦ Air Cooled Condenser_Vacuum Pump & Motor Technical Specification ¦ Air Cooled Condenser_Condensate Drain Pump & Motor Technical Specification ¦ Air Cooled Condenser_Cleaning Water Pump & Motor Technical Specification | Standardized from source title 'Air Cooled Condenser_Fan Motor Technical Specification'.
4 | ACC Vendor Document List | ACC Fan Gearbox Technical Specification | 17 | Fadhili ¦ R&N ¦ Turkistan | T16182-DE00-P0MAG-123020 ¦ CCP-W-B116-04-ME-B16-0009 ¦ T16182-VN02-P0MAG-123006 ¦ T16182-XS00-P0MAG-123010 ¦ T16182-VN02-P0MAG-123022 ¦ T16182-YT01-P0MAG-123036 ¦ SAU4005-G000-PA_-&MEC-00251 ¦ CCP-W-B116-04-ME-B16-0003 ¦ CCP-W-B116-04-ME-E24-0001 ¦ CCP-W-B116-04-ME-B16-0004 ¦ CCP-W-B116-04-ME-B16-0005 ¦ CCP-W-B116-04-ME-B16-0006 ¦ CCP-W-B116-04-ME-B16-0007 | ACC - STEEL STRUCTURE SPECIFICATION ¦ Air Cooled Condenser_Electrical Lifting Hoist Technical Specification ¦ ACC - FAN SPECIFICATION ¦ ACC - CONDENSATE DRAIN PUMP SPECIFICATION ¦ ACC - EMBEDDED MATERIAL SPECIFICATION ¦ ACC-MOTORISED VALVE SPECIFICATION ¦ Technical Specifications for Air Cooled Condenser ¦ Air Cooled Condenser_Fan Technical Specification ¦ Air Cooled Condenser_Fan Motor Technical Specification ¦ Air Cooled Condenser_Fan Gearbox Technical Specification ¦ Air Cooled Condenser_Vacuum Pump & Motor Technical Specification ¦ Air Cooled Condenser_Condensate Drain Pump & Motor Technical Specification ¦ Air Cooled Condenser_Cleaning Water Pump & Motor Technical Specification | Standardized from source title 'Air Cooled Condenser_Fan Gearbox Technical Specification'.
5 | ACC Vendor Document List | ACC Condensate Drain Pump Technical Specification | 17 | Fadhili ¦ R&N ¦ Turkistan | T16182-DE00-P0MAG-123020 ¦ CCP-W-B116-04-ME-B16-0009 ¦ T16182-VN02-P0MAG-123006 ¦ T16182-XS00-P0MAG-123010 ¦ T16182-VN02-P0MAG-123022 ¦ T16182-YT01-P0MAG-123036 ¦ SAU4005-G000-PA_-&MEC-00251 ¦ CCP-W-B116-04-ME-B16-0003 ¦ CCP-W-B116-04-ME-E24-0001 ¦ CCP-W-B116-04-ME-B16-0004 ¦ CCP-W-B116-04-ME-B16-0005 ¦ CCP-W-B116-04-ME-B16-0006 ¦ CCP-W-B116-04-ME-B16-0007 | ACC - STEEL STRUCTURE SPECIFICATION ¦ Air Cooled Condenser_Electrical Lifting Hoist Technical Specification ¦ ACC - FAN SPECIFICATION ¦ ACC - CONDENSATE DRAIN PUMP SPECIFICATION ¦ ACC - EMBEDDED MATERIAL SPECIFICATION ¦ ACC-MOTORISED VALVE SPECIFICATION ¦ Technical Specifications for Air Cooled Condenser ¦ Air Cooled Condenser_Fan Technical Specification ¦ Air Cooled Condenser_Fan Motor Technical Specification ¦ Air Cooled Condenser_Fan Gearbox Technical Specification ¦ Air Cooled Condenser_Vacuum Pump & Motor Technical Specification ¦ Air Cooled Condenser_Condensate Drain Pump & Motor Technical Specification ¦ Air Cooled Condenser_Cleaning Water Pump & Motor Technical Specification | Standardized from source title 'ACC - CONDENSATE DRAIN PUMP SPECIFICATION'.
6 | ACC Vendor Document List | ACC Condensate Drain Pump Motor Technical Specification | 17 | Fadhili ¦ R&N ¦ Turkistan | T16182-DE00-P0MAG-123020 ¦ CCP-W-B116-04-ME-B16-0009 ¦ T16182-VN02-P0MAG-123006 ¦ T16182-XS00-P0MAG-123010 ¦ T16182-VN02-P0MAG-123022 ¦ T16182-YT01-P0MAG-123036 ¦ SAU4005-G000-PA_-&MEC-00251 ¦ CCP-W-B116-04-ME-B16-0003 ¦ CCP-W-B116-04-ME-E24-0001 ¦ CCP-W-B116-04-ME-B16-0004 ¦ CCP-W-B116-04-ME-B16-0005 ¦ CCP-W-B116-04-ME-B16-0006 ¦ CCP-W-B116-04-ME-B16-0007 | ACC - STEEL STRUCTURE SPECIFICATION ¦ Air Cooled Condenser_Electrical Lifting Hoist Technical Specification ¦ ACC - FAN SPECIFICATION ¦ ACC - CONDENSATE DRAIN PUMP SPECIFICATION ¦ ACC - EMBEDDED MATERIAL SPECIFICATION ¦ ACC-MOTORISED VALVE SPECIFICATION ¦ Technical Specifications for Air Cooled Condenser ¦ Air Cooled Condenser_Fan Technical Specification ¦ Air Cooled Condenser_Fan Motor Technical Specification ¦ Air Cooled Condenser_Fan Gearbox Technical Specification ¦ Air Cooled Condenser_Vacuum Pump & Motor Technical Specification ¦ Air Cooled Condenser_Condensate Drain Pump & Motor Technical Specification ¦ Air Cooled Condenser_Cleaning Water Pump & Motor Technical Specification | Standardized from source title 'Air Cooled Condenser_Condensate Drain Pump & Motor Technical Specification' and focused to motor electrical scope.
7 | ACC Vendor Document List | ACC Vacuum Pump Technical Specification | 17 | Fadhili ¦ R&N ¦ Turkistan | T16182-DE00-P0MAG-123020 ¦ CCP-W-B116-04-ME-B16-0009 ¦ T16182-VN02-P0MAG-123006 ¦ T16182-XS00-P0MAG-123010 ¦ T16182-VN02-P0MAG-123022 ¦ T16182-YT01-P0MAG-123036 ¦ SAU4005-G000-PA_-&MEC-00251 ¦ CCP-W-B116-04-ME-B16-0003 ¦ CCP-W-B116-04-ME-E24-0001 ¦ CCP-W-B116-04-ME-B16-0004 ¦ CCP-W-B116-04-ME-B16-0005 ¦ CCP-W-B116-04-ME-B16-0006 ¦ CCP-W-B116-04-ME-B16-0007 | ACC - STEEL STRUCTURE SPECIFICATION ¦ Air Cooled Condenser_Electrical Lifting Hoist Technical Specification ¦ ACC - FAN SPECIFICATION ¦ ACC - CONDENSATE DRAIN PUMP SPECIFICATION ¦ ACC - EMBEDDED MATERIAL SPECIFICATION ¦ ACC-MOTORISED VALVE SPECIFICATION ¦ Technical Specifications for Air Cooled Condenser ¦ Air Cooled Condenser_Fan Technical Specification ¦ Air Cooled Condenser_Fan Motor Technical Specification ¦ Air Cooled Condenser_Fan Gearbox Technical Specification ¦ Air Cooled Condenser_Vacuum Pump & Motor Technical Specification ¦ Air Cooled Condenser_Condensate Drain Pump & Motor Technical Specification ¦ Air Cooled Condenser_Cleaning Water Pump & Motor Technical Specification | Standardized from source title 'Air Cooled Condenser_Vacuum Pump & Motor Technical Specification' and split from motor where needed.
8 | ACC Vendor Document List | ACC Vacuum Pump Motor Technical Specification | 17 | Fadhili ¦ R&N ¦ Turkistan | T16182-DE00-P0MAG-123020 ¦ CCP-W-B116-04-ME-B16-0009 ¦ T16182-VN02-P0MAG-123006 ¦ T16182-XS00-P0MAG-123010 ¦ T16182-VN02-P0MAG-123022 ¦ T16182-YT01-P0MAG-123036 ¦ SAU4005-G000-PA_-&MEC-00251 ¦ CCP-W-B116-04-ME-B16-0003 ¦ CCP-W-B116-04-ME-E24-0001 ¦ CCP-W-B116-04-ME-B16-0004 ¦ CCP-W-B116-04-ME-B16-0005 ¦ CCP-W-B116-04-ME-B16-0006 ¦ CCP-W-B116-04-ME-B16-0007 | ACC - STEEL STRUCTURE SPECIFICATION ¦ Air Cooled Condenser_Electrical Lifting Hoist Technical Specification ¦ ACC - FAN SPECIFICATION ¦ ACC - CONDENSATE DRAIN PUMP SPECIFICATION ¦ ACC - EMBEDDED MATERIAL SPECIFICATION ¦ ACC-MOTORISED VALVE SPECIFICATION ¦ Technical Specifications for Air Cooled Condenser ¦ Air Cooled Condenser_Fan Technical Specification ¦ Air Cooled Condenser_Fan Motor Technical Specification ¦ Air Cooled Condenser_Fan Gearbox Technical Specification ¦ Air Cooled Condenser_Vacuum Pump & Motor Technical Specification ¦ Air Cooled Condenser_Condensate Drain Pump & Motor Technical Specification ¦ Air Cooled Condenser_Cleaning Water Pump & Motor Technical Specification | Standardized from source title 'Air Cooled Condenser_Vacuum Pump & Motor Technical Specification' focusing motor electrical scope.
9 | ACC Vendor Document List | ACC Cleaning Water Pump Technical Specification | 17 | Fadhili ¦ R&N ¦ Turkistan | T16182-DE00-P0MAG-123020 ¦ CCP-W-B116-04-ME-B16-0009 ¦ T16182-VN02-P0MAG-123006 ¦ T16182-XS00-P0MAG-123010 ¦ T16182-VN02-P0MAG-123022 ¦ T16182-YT01-P0MAG-123036 ¦ SAU4005-G000-PA_-&MEC-00251 ¦ CCP-W-B116-04-ME-B16-0003 ¦ CCP-W-B116-04-ME-E24-0001 ¦ CCP-W-B116-04-ME-B16-0004 ¦ CCP-W-B116-04-ME-B16-0005 ¦ CCP-W-B116-04-ME-B16-0006 ¦ CCP-W-B116-04-ME-B16-0007 | ACC - STEEL STRUCTURE SPECIFICATION ¦ Air Cooled Condenser_Electrical Lifting Hoist Technical Specification ¦ ACC - FAN SPECIFICATION ¦ ACC - CONDENSATE DRAIN PUMP SPECIFICATION ¦ ACC - EMBEDDED MATERIAL SPECIFICATION ¦ ACC-MOTORISED VALVE SPECIFICATION ¦ Technical Specifications for Air Cooled Condenser ¦ Air Cooled Condenser_Fan Technical Specification ¦ Air Cooled Condenser_Fan Motor Technical Specification ¦ Air Cooled Condenser_Fan Gearbox Technical Specification ¦ Air Cooled Condenser_Vacuum Pump & Motor Technical Specification ¦ Air Cooled Condenser_Condensate Drain Pump & Motor Technical Specification ¦ Air Cooled Condenser_Cleaning Water Pump & Motor Technical Specification | Standardized from source title 'Air Cooled Condenser_Cleaning Water Pump & Motor Technical Specification' split to pump scope.
10 | ACC Vendor Document List | ACC Cleaning Water Pump Motor Technical Specification | 17 | Fadhili ¦ R&N ¦ Turkistan | T16182-DE00-P0MAG-123020 ¦ CCP-W-B116-04-ME-B16-0009 ¦ T16182-VN02-P0MAG-123006 ¦ T16182-XS00-P0MAG-123010 ¦ T16182-VN02-P0MAG-123022 ¦ T16182-YT01-P0MAG-123036 ¦ SAU4005-G000-PA_-&MEC-00251 ¦ CCP-W-B116-04-ME-B16-0003 ¦ CCP-W-B116-04-ME-E24-0001 ¦ CCP-W-B116-04-ME-B16-0004 ¦ CCP-W-B116-04-ME-B16-0005 ¦ CCP-W-B116-04-ME-B16-0006 ¦ CCP-W-B116-04-ME-B16-0007 | ACC - STEEL STRUCTURE SPECIFICATION ¦ Air Cooled Condenser_Electrical Lifting Hoist Technical Specification ¦ ACC - FAN SPECIFICATION ¦ ACC - CONDENSATE DRAIN PUMP SPECIFICATION ¦ ACC - EMBEDDED MATERIAL SPECIFICATION ¦ ACC-MOTORISED VALVE SPECIFICATION ¦ Technical Specifications for Air Cooled Condenser ¦ Air Cooled Condenser_Fan Technical Specification ¦ Air Cooled Condenser_Fan Motor Technical Specification ¦ Air Cooled Condenser_Fan Gearbox Technical Specification ¦ Air Cooled Condenser_Vacuum Pump & Motor Technical Specification ¦ Air Cooled Condenser_Condensate Drain Pump & Motor Technical Specification ¦ Air Cooled Condenser_Cleaning Water Pump & Motor Technical Specification | Standardized from source title 'Air Cooled Condenser_Cleaning Water Pump & Motor Technical Specification' focusing motor electrical scope.
11 | ACC Vendor Document List | ACC Embedded Material Technical Specification | 17 | Fadhili ¦ R&N ¦ Turkistan | T16182-DE00-P0MAG-123020 ¦ CCP-W-B116-04-ME-B16-0009 ¦ T16182-VN02-P0MAG-123006 ¦ T16182-XS00-P0MAG-123010 ¦ T16182-VN02-P0MAG-123022 ¦ T16182-YT01-P0MAG-123036 ¦ SAU4005-G000-PA_-&MEC-00251 ¦ CCP-W-B116-04-ME-B16-0003 ¦ CCP-W-B116-04-ME-E24-0001 ¦ CCP-W-B116-04-ME-B16-0004 ¦ CCP-W-B116-04-ME-B16-0005 ¦ CCP-W-B116-04-ME-B16-0006 ¦ CCP-W-B116-04-ME-B16-0007 | ACC - STEEL STRUCTURE SPECIFICATION ¦ Air Cooled Condenser_Electrical Lifting Hoist Technical Specification ¦ ACC - FAN SPECIFICATION ¦ ACC - CONDENSATE DRAIN PUMP SPECIFICATION ¦ ACC - EMBEDDED MATERIAL SPECIFICATION ¦ ACC-MOTORISED VALVE SPECIFICATION ¦ Technical Specifications for Air Cooled Condenser ¦ Air Cooled Condenser_Fan Technical Specification ¦ Air Cooled Condenser_Fan Motor Technical Specification ¦ Air Cooled Condenser_Fan Gearbox Technical Specification ¦ Air Cooled Condenser_Vacuum Pump & Motor Technical Specification ¦ Air Cooled Condenser_Condensate Drain Pump & Motor Technical Specification ¦ Air Cooled Condenser_Cleaning Water Pump & Motor Technical Specification | Standardized from source title 'ACC - EMBEDDED MATERIAL SPECIFICATION'.
12 | ACC Vendor Document List | ACC Electrical Lifting Hoist Technical Specification | 17 | Fadhili ¦ R&N ¦ Turkistan | T16182-DE00-P0MAG-123020 ¦ CCP-W-B116-04-ME-B16-0009 ¦ T16182-VN02-P0MAG-123006 ¦ T16182-XS00-P0MAG-123010 ¦ T16182-VN02-P0MAG-123022 ¦ T16182-YT01-P0MAG-123036 ¦ SAU4005-G000-PA_-&MEC-00251 ¦ CCP-W-B116-04-ME-B16-0003 ¦ CCP-W-B116-04-ME-E24-0001 ¦ CCP-W-B116-04-ME-B16-0004 ¦ CCP-W-B116-04-ME-B16-0005 ¦ CCP-W-B116-04-ME-B16-0006 ¦ CCP-W-B116-04-ME-B16-0007 | ACC - STEEL STRUCTURE SPECIFICATION ¦ Air Cooled Condenser_Electrical Lifting Hoist Technical Specification ¦ ACC - FAN SPECIFICATION ¦ ACC - CONDENSATE DRAIN PUMP SPECIFICATION ¦ ACC - EMBEDDED MATERIAL SPECIFICATION ¦ ACC-MOTORISED VALVE SPECIFICATION ¦ Technical Specifications for Air Cooled Condenser ¦ Air Cooled Condenser_Fan Technical Specification ¦ Air Cooled Condenser_Fan Motor Technical Specification ¦ Air Cooled Condenser_Fan Gearbox Technical Specification ¦ Air Cooled Condenser_Vacuum Pump & Motor Technical Specification ¦ Air Cooled Condenser_Condensate Drain Pump & Motor Technical Specification ¦ Air Cooled Condenser_Cleaning Water Pump & Motor Technical Specification | Directly supported by source title 'Air Cooled Condenser_Electrical Lifting Hoist Technical Specification'.
13 | ACC Vendor Document List | ACC Motorised Valve Technical Specification | 17 | Fadhili ¦ R&N ¦ Turkistan | T16182-DE00-P0MAG-123020 ¦ CCP-W-B116-04-ME-B16-0009 ¦ T16182-VN02-P0MAG-123006 ¦ T16182-XS00-P0MAG-123010 ¦ T16182-VN02-P0MAG-123022 ¦ T16182-YT01-P0MAG-123036 ¦ SAU4005-G000-PA_-&MEC-00251 ¦ CCP-W-B116-04-ME-B16-0003 ¦ CCP-W-B116-04-ME-E24-0001 ¦ CCP-W-B116-04-ME-B16-0004 ¦ CCP-W-B116-04-ME-B16-0005 ¦ CCP-W-B116-04-ME-B16-0006 ¦ CCP-W-B116-04-ME-B16-0007 | ACC - STEEL STRUCTURE SPECIFICATION ¦ Air Cooled Condenser_Electrical Lifting Hoist Technical Specification ¦ ACC - FAN SPECIFICATION ¦ ACC - CONDENSATE DRAIN PUMP SPECIFICATION ¦ ACC - EMBEDDED MATERIAL SPECIFICATION ¦ ACC-MOTORISED VALVE SPECIFICATION ¦ Technical Specifications for Air Cooled Condenser ¦ Air Cooled Condenser_Fan Technical Specification ¦ Air Cooled Condenser_Fan Motor Technical Specification ¦ Air Cooled Condenser_Fan Gearbox Technical Specification ¦ Air Cooled Condenser_Vacuum Pump & Motor Technical Specification ¦ Air Cooled Condenser_Condensate Drain Pump & Motor Technical Specification ¦ Air Cooled Condenser_Cleaning Water Pump & Motor Technical Specification | Standardized from source title 'ACC-MOTORISED VALVE SPECIFICATION'.
14 | ACC Vendor Document List | ACC Cable Schedule | 5427 | R&N | SAU4005-G104-MAG-&EPD-09401 | ACC(V) - Cable Schedule | Directly supported by 'ACC(V) - Cable Schedule' and aligned to Electrical System.
15 | ACC Vendor Document List | ACC Power Supply Distribution Drawing | 5518 | R&N | SAU4005-G104-MAG-&EDA-07348 ¦ SAU4005-G104-MAG-&EMA-07395 ¦ SAU4005-G104-MAG-&EDA-07336 ¦ SAU4005-G104-MAG-&EDA-07340 ¦ SAU4005-G104-MAG-&EDA-07344 | ACC(V) - Electrical Lifting Hoist Motor Outline & Terminal Box Drawing ¦ ACC(V) - Power Supply Distribution Drawing ¦ ACC(V) - Vacuum Pump Motor Outline & Terminal Box Drawing ¦ ACC(V) - Cleaning Water Pump Motor Outline & Terminal Box Drawing ¦ ACC(V) - Drain Pump Motor Outline & Terminal Box Drawing | Standardized from source title 'ACC(V) - Power Supply Distribution Drawing'.
16 | ACC Vendor Document List | ACC Electrical Lifting Hoist Outline Drawing | 5666 | R&N | SAU4005-G104-MAG-&MDA-07346 ¦ SAU4005-G104-MAG-&EDA-07390 ¦ SAU4005-G104-MAG-&MDA-07326 ¦ SAU4005-G104-MAG-&EDA-07328 ¦ SAU4005-G104-MAG-&MDA-07330 ¦ SAU4005-G104-MAG-&MDA-07332 ¦ SAU4005-G104-MAG-&MDA-07334 ¦ SAU4005-G104-MAG-&MDA-07338 ¦ SAU4005-G104-MAG-&MDA-07342 ¦ SAU4005-G104-MAG-&MDA-07349 ¦ SAU4005-G104-MAG-&MDA-07350 ¦ SAU4005-G104-MAG-&MDA-09404 ¦ SAU4005-G104-MAG-&MDA-07351 ¦ SAU4005-G104-MAG-&MDA-07353 ¦ SAU4005-G104-MAG-&MDA-07355 ¦ SAU4005-G104-MAG-&MDA-07356 | ACC(V) - Electrical Lifting Hoist Outline Drawing ¦ ACC(V) - Junction Box Outline Drawing ¦ ACC(V) - Fan Outline Drawing ¦ ACC(V) - Fan Motor Outline Drawing ¦ ACC(V) - Gearbox Outline Drawing ¦ ACC(V) - Steam Jet Air Ejector Outline Drawing ¦ ACC(V) - Vacuum Pump Outline Drawing ¦ ACC(V) - Cleaning Water Pump Outline Drawing ¦ ACC(V) - Drain Pump Outline Drawing ¦ ACC(V) - Condensate Collecting Tank Outline Drawing ¦ ACC(V) - Flash Tank Outline Drawing ¦ ACC(V) - Drain Tank Outline Drawing ¦ ACC(V) - Tube Bundle Outline Drawing ¦ ACC(V) - Expansion Joint Outline Drawing ¦ ACC(V) - Rupture Disc Outline Drawing ¦ ACC(V) - Vacuum Breaker Valve Outline Drawing | Directly supported by source title 'ACC(V) - Electrical Lifting Hoist Outline Drawing'.
17 | ACC Vendor Document List | ACC Electrical Lifting Hoist Motor Outline & Terminal Box Drawing | 5518 | R&N | SAU4005-G104-MAG-&EDA-07348 ¦ SAU4005-G104-MAG-&EMA-07395 ¦ SAU4005-G104-MAG-&EDA-07336 ¦ SAU4005-G104-MAG-&EDA-07340 ¦ SAU4005-G104-MAG-&EDA-07344 | ACC(V) - Electrical Lifting Hoist Motor Outline & Terminal Box Drawing ¦ ACC(V) - Power Supply Distribution Drawing ¦ ACC(V) - Vacuum Pump Motor Outline & Terminal Box Drawing ¦ ACC(V) - Cleaning Water Pump Motor Outline & Terminal Box Drawing ¦ ACC(V) - Drain Pump Motor Outline & Terminal Box Drawing | Directly supported by source title 'ACC(V) - Electrical Lifting Hoist Motor Outline & Terminal Box Drawing'.
18 | ACC Vendor Document List | ACC Junction Box Outline Drawing | 5666 | R&N | SAU4005-G104-MAG-&MDA-07346 ¦ SAU4005-G104-MAG-&EDA-07390 ¦ SAU4005-G104-MAG-&MDA-07326 ¦ SAU4005-G104-MAG-&EDA-07328 ¦ SAU4005-G104-MAG-&MDA-07330 ¦ SAU4005-G104-MAG-&MDA-07332 ¦ SAU4005-G104-MAG-&MDA-07334 ¦ SAU4005-G104-MAG-&MDA-07338 ¦ SAU4005-G104-MAG-&MDA-07342 ¦ SAU4005-G104-MAG-&MDA-07349 ¦ SAU4005-G104-MAG-&MDA-07350 ¦ SAU4005-G104-MAG-&MDA-09404 ¦ SAU4005-G104-MAG-&MDA-07351 ¦ SAU4005-G104-MAG-&MDA-07353 ¦ SAU4005-G104-MAG-&MDA-07355 ¦ SAU4005-G104-MAG-&MDA-07356 | ACC(V) - Electrical Lifting Hoist Outline Drawing ¦ ACC(V) - Junction Box Outline Drawing ¦ ACC(V) - Fan Outline Drawing ¦ ACC(V) - Fan Motor Outline Drawing ¦ ACC(V) - Gearbox Outline Drawing ¦ ACC(V) - Steam Jet Air Ejector Outline Drawing ¦ ACC(V) - Vacuum Pump Outline Drawing ¦ ACC(V) - Cleaning Water Pump Outline Drawing ¦ ACC(V) - Drain Pump Outline Drawing ¦ ACC(V) - Condensate Collecting Tank Outline Drawing ¦ ACC(V) - Flash Tank Outline Drawing ¦ ACC(V) - Drain Tank Outline Drawing ¦ ACC(V) - Tube Bundle Outline Drawing ¦ ACC(V) - Expansion Joint Outline Drawing ¦ ACC(V) - Rupture Disc Outline Drawing ¦ ACC(V) - Vacuum Breaker Valve Outline Drawing | Directly supported by source title 'ACC(V) - Junction Box Outline Drawing'.
19 | ACC Vendor Document List | ACC Fan Outline Drawing | 5666 | R&N | SAU4005-G104-MAG-&MDA-07346 ¦ SAU4005-G104-MAG-&EDA-07390 ¦ SAU4005-G104-MAG-&MDA-07326 ¦ SAU4005-G104-MAG-&EDA-07328 ¦ SAU4005-G104-MAG-&MDA-07330 ¦ SAU4005-G104-MAG-&MDA-07332 ¦ SAU4005-G104-MAG-&MDA-07334 ¦ SAU4005-G104-MAG-&MDA-07338 ¦ SAU4005-G104-MAG-&MDA-07342 ¦ SAU4005-G104-MAG-&MDA-07349 ¦ SAU4005-G104-MAG-&MDA-07350 ¦ SAU4005-G104-MAG-&MDA-09404 ¦ SAU4005-G104-MAG-&MDA-07351 ¦ SAU4005-G104-MAG-&MDA-07353 ¦ SAU4005-G104-MAG-&MDA-07355 ¦ SAU4005-G104-MAG-&MDA-07356 | ACC(V) - Electrical Lifting Hoist Outline Drawing ¦ ACC(V) - Junction Box Outline Drawing ¦ ACC(V) - Fan Outline Drawing ¦ ACC(V) - Fan Motor Outline Drawing ¦ ACC(V) - Gearbox Outline Drawing ¦ ACC(V) - Steam Jet Air Ejector Outline Drawing ¦ ACC(V) - Vacuum Pump Outline Drawing ¦ ACC(V) - Cleaning Water Pump Outline Drawing ¦ ACC(V) - Drain Pump Outline Drawing ¦ ACC(V) - Condensate Collecting Tank Outline Drawing ¦ ACC(V) - Flash Tank Outline Drawing ¦ ACC(V) - Drain Tank Outline Drawing ¦ ACC(V) - Tube Bundle Outline Drawing ¦ ACC(V) - Expansion Joint Outline Drawing ¦ ACC(V) - Rupture Disc Outline Drawing ¦ ACC(V) - Vacuum Breaker Valve Outline Drawing | Directly supported by source title 'ACC(V) - Fan Outline Drawing'.
20 | ACC Vendor Document List | ACC Fan Motor Outline Drawing | 5666 | R&N | SAU4005-G104-MAG-&MDA-07346 ¦ SAU4005-G104-MAG-&EDA-07390 ¦ SAU4005-G104-MAG-&MDA-07326 ¦ SAU4005-G104-MAG-&EDA-07328 ¦ SAU4005-G104-MAG-&MDA-07330 ¦ SAU4005-G104-MAG-&MDA-07332 ¦ SAU4005-G104-MAG-&MDA-07334 ¦ SAU4005-G104-MAG-&MDA-07338 ¦ SAU4005-G104-MAG-&MDA-07342 ¦ SAU4005-G104-MAG-&MDA-07349 ¦ SAU4005-G104-MAG-&MDA-07350 ¦ SAU4005-G104-MAG-&MDA-09404 ¦ SAU4005-G104-MAG-&MDA-07351 ¦ SAU4005-G104-MAG-&MDA-07353 ¦ SAU4005-G104-MAG-&MDA-07355 ¦ SAU4005-G104-MAG-&MDA-07356 | ACC(V) - Electrical Lifting Hoist Outline Drawing ¦ ACC(V) - Junction Box Outline Drawing ¦ ACC(V) - Fan Outline Drawing ¦ ACC(V) - Fan Motor Outline Drawing ¦ ACC(V) - Gearbox Outline Drawing ¦ ACC(V) - Steam Jet Air Ejector Outline Drawing ¦ ACC(V) - Vacuum Pump Outline Drawing ¦ ACC(V) - Cleaning Water Pump Outline Drawing ¦ ACC(V) - Drain Pump Outline Drawing ¦ ACC(V) - Condensate Collecting Tank Outline Drawing ¦ ACC(V) - Flash Tank Outline Drawing ¦ ACC(V) - Drain Tank Outline Drawing ¦ ACC(V) - Tube Bundle Outline Drawing ¦ ACC(V) - Expansion Joint Outline Drawing ¦ ACC(V) - Rupture Disc Outline Drawing ¦ ACC(V) - Vacuum Breaker Valve Outline Drawing | Directly supported by source title 'ACC(V) - Fan Motor Outline Drawing'.
21 | ACC Vendor Document List | ACC Gearbox Outline Drawing | 5666 | R&N | SAU4005-G104-MAG-&MDA-07346 ¦ SAU4005-G104-MAG-&EDA-07390 ¦ SAU4005-G104-MAG-&MDA-07326 ¦ SAU4005-G104-MAG-&EDA-07328 ¦ SAU4005-G104-MAG-&MDA-07330 ¦ SAU4005-G104-MAG-&MDA-07332 ¦ SAU4005-G104-MAG-&MDA-07334 ¦ SAU4005-G104-MAG-&MDA-07338 ¦ SAU4005-G104-MAG-&MDA-07342 ¦ SAU4005-G104-MAG-&MDA-07349 ¦ SAU4005-G104-MAG-&MDA-07350 ¦ SAU4005-G104-MAG-&MDA-09404 ¦ SAU4005-G104-MAG-&MDA-07351 ¦ SAU4005-G104-MAG-&MDA-07353 ¦ SAU4005-G104-MAG-&MDA-07355 ¦ SAU4005-G104-MAG-&MDA-07356 | ACC(V) - Electrical Lifting Hoist Outline Drawing ¦ ACC(V) - Junction Box Outline Drawing ¦ ACC(V) - Fan Outline Drawing ¦ ACC(V) - Fan Motor Outline Drawing ¦ ACC(V) - Gearbox Outline Drawing ¦ ACC(V) - Steam Jet Air Ejector Outline Drawing ¦ ACC(V) - Vacuum Pump Outline Drawing ¦ ACC(V) - Cleaning Water Pump Outline Drawing ¦ ACC(V) - Drain Pump Outline Drawing ¦ ACC(V) - Condensate Collecting Tank Outline Drawing ¦ ACC(V) - Flash Tank Outline Drawing ¦ ACC(V) - Drain Tank Outline Drawing ¦ ACC(V) - Tube Bundle Outline Drawing ¦ ACC(V) - Expansion Joint Outline Drawing ¦ ACC(V) - Rupture Disc Outline Drawing ¦ ACC(V) - Vacuum Breaker Valve Outline Drawing | Directly supported by source title 'ACC(V) - Gearbox Outline Drawing'.
22 | ACC Vendor Document List | ACC Steam Jet Air Ejector Outline Drawing | 5666 | R&N | SAU4005-G104-MAG-&MDA-07346 ¦ SAU4005-G104-MAG-&EDA-07390 ¦ SAU4005-G104-MAG-&MDA-07326 ¦ SAU4005-G104-MAG-&EDA-07328 ¦ SAU4005-G104-MAG-&MDA-07330 ¦ SAU4005-G104-MAG-&MDA-07332 ¦ SAU4005-G104-MAG-&MDA-07334 ¦ SAU4005-G104-MAG-&MDA-07338 ¦ SAU4005-G104-MAG-&MDA-07342 ¦ SAU4005-G104-MAG-&MDA-07349 ¦ SAU4005-G104-MAG-&MDA-07350 ¦ SAU4005-G104-MAG-&MDA-09404 ¦ SAU4005-G104-MAG-&MDA-07351 ¦ SAU4005-G104-MAG-&MDA-07353 ¦ SAU4005-G104-MAG-&MDA-07355 ¦ SAU4005-G104-MAG-&MDA-07356 | ACC(V) - Electrical Lifting Hoist Outline Drawing ¦ ACC(V) - Junction Box Outline Drawing ¦ ACC(V) - Fan Outline Drawing ¦ ACC(V) - Fan Motor Outline Drawing ¦ ACC(V) - Gearbox Outline Drawing ¦ ACC(V) - Steam Jet Air Ejector Outline Drawing ¦ ACC(V) - Vacuum Pump Outline Drawing ¦ ACC(V) - Cleaning Water Pump Outline Drawing ¦ ACC(V) - Drain Pump Outline Drawing ¦ ACC(V) - Condensate Collecting Tank Outline Drawing ¦ ACC(V) - Flash Tank Outline Drawing ¦ ACC(V) - Drain Tank Outline Drawing ¦ ACC(V) - Tube Bundle Outline Drawing ¦ ACC(V) - Expansion Joint Outline Drawing ¦ ACC(V) - Rupture Disc Outline Drawing ¦ ACC(V) - Vacuum Breaker Valve Outline Drawing | Directly supported by source title 'ACC(V) - Steam Jet Air Ejector Outline Drawing'.
23 | ACC Vendor Document List | ACC Vacuum Pump Outline Drawing | 5666 | R&N | SAU4005-G104-MAG-&MDA-07346 ¦ SAU4005-G104-MAG-&EDA-07390 ¦ SAU4005-G104-MAG-&MDA-07326 ¦ SAU4005-G104-MAG-&EDA-07328 ¦ SAU4005-G104-MAG-&MDA-07330 ¦ SAU4005-G104-MAG-&MDA-07332 ¦ SAU4005-G104-MAG-&MDA-07334 ¦ SAU4005-G104-MAG-&MDA-07338 ¦ SAU4005-G104-MAG-&MDA-07342 ¦ SAU4005-G104-MAG-&MDA-07349 ¦ SAU4005-G104-MAG-&MDA-07350 ¦ SAU4005-G104-MAG-&MDA-09404 ¦ SAU4005-G104-MAG-&MDA-07351 ¦ SAU4005-G104-MAG-&MDA-07353 ¦ SAU4005-G104-MAG-&MDA-07355 ¦ SAU4005-G104-MAG-&MDA-07356 | ACC(V) - Electrical Lifting Hoist Outline Drawing ¦ ACC(V) - Junction Box Outline Drawing ¦ ACC(V) - Fan Outline Drawing ¦ ACC(V) - Fan Motor Outline Drawing ¦ ACC(V) - Gearbox Outline Drawing ¦ ACC(V) - Steam Jet Air Ejector Outline Drawing ¦ ACC(V) - Vacuum Pump Outline Drawing ¦ ACC(V) - Cleaning Water Pump Outline Drawing ¦ ACC(V) - Drain Pump Outline Drawing ¦ ACC(V) - Condensate Collecting Tank Outline Drawing ¦ ACC(V) - Flash Tank Outline Drawing ¦ ACC(V) - Drain Tank Outline Drawing ¦ ACC(V) - Tube Bundle Outline Drawing ¦ ACC(V) - Expansion Joint Outline Drawing ¦ ACC(V) - Rupture Disc Outline Drawing ¦ ACC(V) - Vacuum Breaker Valve Outline Drawing | Directly supported by source title 'ACC(V) - Vacuum Pump Outline Drawing'.
24 | ACC Vendor Document List | ACC Vacuum Pump Motor Outline & Terminal Box Drawing | 5518 | R&N | SAU4005-G104-MAG-&EDA-07348 ¦ SAU4005-G104-MAG-&EMA-07395 ¦ SAU4005-G104-MAG-&EDA-07336 ¦ SAU4005-G104-MAG-&EDA-07340 ¦ SAU4005-G104-MAG-&EDA-07344 | ACC(V) - Electrical Lifting Hoist Motor Outline & Terminal Box Drawing ¦ ACC(V) - Power Supply Distribution Drawing ¦ ACC(V) - Vacuum Pump Motor Outline & Terminal Box Drawing ¦ ACC(V) - Cleaning Water Pump Motor Outline & Terminal Box Drawing ¦ ACC(V) - Drain Pump Motor Outline & Terminal Box Drawing | Directly supported by source title 'ACC(V) - Vacuum Pump Motor Outline & Terminal Box Drawing'.
25 | ACC Vendor Document List | ACC Cleaning Water Pump Outline Drawing | 5666 | R&N | SAU4005-G104-MAG-&MDA-07346 ¦ SAU4005-G104-MAG-&EDA-07390 ¦ SAU4005-G104-MAG-&MDA-07326 ¦ SAU4005-G104-MAG-&EDA-07328 ¦ SAU4005-G104-MAG-&MDA-07330 ¦ SAU4005-G104-MAG-&MDA-07332 ¦ SAU4005-G104-MAG-&MDA-07334 ¦ SAU4005-G104-MAG-&MDA-07338 ¦ SAU4005-G104-MAG-&MDA-07342 ¦ SAU4005-G104-MAG-&MDA-07349 ¦ SAU4005-G104-MAG-&MDA-07350 ¦ SAU4005-G104-MAG-&MDA-09404 ¦ SAU4005-G104-MAG-&MDA-07351 ¦ SAU4005-G104-MAG-&MDA-07353 ¦ SAU4005-G104-MAG-&MDA-07355 ¦ SAU4005-G104-MAG-&MDA-07356 | ACC(V) - Electrical Lifting Hoist Outline Drawing ¦ ACC(V) - Junction Box Outline Drawing ¦ ACC(V) - Fan Outline Drawing ¦ ACC(V) - Fan Motor Outline Drawing ¦ ACC(V) - Gearbox Outline Drawing ¦ ACC(V) - Steam Jet Air Ejector Outline Drawing ¦ ACC(V) - Vacuum Pump Outline Drawing ¦ ACC(V) - Cleaning Water Pump Outline Drawing ¦ ACC(V) - Drain Pump Outline Drawing ¦ ACC(V) - Condensate Collecting Tank Outline Drawing ¦ ACC(V) - Flash Tank Outline Drawing ¦ ACC(V) - Drain Tank Outline Drawing ¦ ACC(V) - Tube Bundle Outline Drawing ¦ ACC(V) - Expansion Joint Outline Drawing ¦ ACC(V) - Rupture Disc Outline Drawing ¦ ACC(V) - Vacuum Breaker Valve Outline Drawing | Directly supported by source title 'ACC(V) - Cleaning Water Pump Outline Drawing'.
26 | ACC Vendor Document List | ACC Cleaning Water Pump Motor Outline & Terminal Box Drawing | 5518 | R&N | SAU4005-G104-MAG-&EDA-07348 ¦ SAU4005-G104-MAG-&EMA-07395 ¦ SAU4005-G104-MAG-&EDA-07336 ¦ SAU4005-G104-MAG-&EDA-07340 ¦ SAU4005-G104-MAG-&EDA-07344 | ACC(V) - Electrical Lifting Hoist Motor Outline & Terminal Box Drawing ¦ ACC(V) - Power Supply Distribution Drawing ¦ ACC(V) - Vacuum Pump Motor Outline & Terminal Box Drawing ¦ ACC(V) - Cleaning Water Pump Motor Outline & Terminal Box Drawing ¦ ACC(V) - Drain Pump Motor Outline & Terminal Box Drawing | Directly supported by source title 'ACC(V) - Cleaning Water Pump Motor Outline & Terminal Box Drawing'.
27 | ACC Vendor Document List | ACC Drain Pump Outline Drawing | 5666 | R&N | SAU4005-G104-MAG-&MDA-07346 ¦ SAU4005-G104-MAG-&EDA-07390 ¦ SAU4005-G104-MAG-&MDA-07326 ¦ SAU4005-G104-MAG-&EDA-07328 ¦ SAU4005-G104-MAG-&MDA-07330 ¦ SAU4005-G104-MAG-&MDA-07332 ¦ SAU4005-G104-MAG-&MDA-07334 ¦ SAU4005-G104-MAG-&MDA-07338 ¦ SAU4005-G104-MAG-&MDA-07342 ¦ SAU4005-G104-MAG-&MDA-07349 ¦ SAU4005-G104-MAG-&MDA-07350 ¦ SAU4005-G104-MAG-&MDA-09404 ¦ SAU4005-G104-MAG-&MDA-07351 ¦ SAU4005-G104-MAG-&MDA-07353 ¦ SAU4005-G104-MAG-&MDA-07355 ¦ SAU4005-G104-MAG-&MDA-07356 | ACC(V) - Electrical Lifting Hoist Outline Drawing ¦ ACC(V) - Junction Box Outline Drawing ¦ ACC(V) - Fan Outline Drawing ¦ ACC(V) - Fan Motor Outline Drawing ¦ ACC(V) - Gearbox Outline Drawing ¦ ACC(V) - Steam Jet Air Ejector Outline Drawing ¦ ACC(V) - Vacuum Pump Outline Drawing ¦ ACC(V) - Cleaning Water Pump Outline Drawing ¦ ACC(V) - Drain Pump Outline Drawing ¦ ACC(V) - Condensate Collecting Tank Outline Drawing ¦ ACC(V) - Flash Tank Outline Drawing ¦ ACC(V) - Drain Tank Outline Drawing ¦ ACC(V) - Tube Bundle Outline Drawing ¦ ACC(V) - Expansion Joint Outline Drawing ¦ ACC(V) - Rupture Disc Outline Drawing ¦ ACC(V) - Vacuum Breaker Valve Outline Drawing | Directly supported by source title 'ACC(V) - Drain Pump Outline Drawing'.
28 | ACC Vendor Document List | ACC Drain Pump Motor Outline & Terminal Box Drawing | 5518 | R&N | SAU4005-G104-MAG-&EDA-07348 ¦ SAU4005-G104-MAG-&EMA-07395 ¦ SAU4005-G104-MAG-&EDA-07336 ¦ SAU4005-G104-MAG-&EDA-07340 ¦ SAU4005-G104-MAG-&EDA-07344 | ACC(V) - Electrical Lifting Hoist Motor Outline & Terminal Box Drawing ¦ ACC(V) - Power Supply Distribution Drawing ¦ ACC(V) - Vacuum Pump Motor Outline & Terminal Box Drawing ¦ ACC(V) - Cleaning Water Pump Motor Outline & Terminal Box Drawing ¦ ACC(V) - Drain Pump Motor Outline & Terminal Box Drawing | Directly supported by source title 'ACC(V) - Drain Pump Motor Outline & Terminal Box Drawing'.
29 | ACC Vendor Document List | ACC Condensate Collecting Tank Outline Drawing | 5666 | R&N | SAU4005-G104-MAG-&MDA-07346 ¦ SAU4005-G104-MAG-&EDA-07390 ¦ SAU4005-G104-MAG-&MDA-07326 ¦ SAU4005-G104-MAG-&EDA-07328 ¦ SAU4005-G104-MAG-&MDA-07330 ¦ SAU4005-G104-MAG-&MDA-07332 ¦ SAU4005-G104-MAG-&MDA-07334 ¦ SAU4005-G104-MAG-&MDA-07338 ¦ SAU4005-G104-MAG-&MDA-07342 ¦ SAU4005-G104-MAG-&MDA-07349 ¦ SAU4005-G104-MAG-&MDA-07350 ¦ SAU4005-G104-MAG-&MDA-09404 ¦ SAU4005-G104-MAG-&MDA-07351 ¦ SAU4005-G104-MAG-&MDA-07353 ¦ SAU4005-G104-MAG-&MDA-07355 ¦ SAU4005-G104-MAG-&MDA-07356 | ACC(V) - Electrical Lifting Hoist Outline Drawing ¦ ACC(V) - Junction Box Outline Drawing ¦ ACC(V) - Fan Outline Drawing ¦ ACC(V) - Fan Motor Outline Drawing ¦ ACC(V) - Gearbox Outline Drawing ¦ ACC(V) - Steam Jet Air Ejector Outline Drawing ¦ ACC(V) - Vacuum Pump Outline Drawing ¦ ACC(V) - Cleaning Water Pump Outline Drawing ¦ ACC(V) - Drain Pump Outline Drawing ¦ ACC(V) - Condensate Collecting Tank Outline Drawing ¦ ACC(V) - Flash Tank Outline Drawing ¦ ACC(V) - Drain Tank Outline Drawing ¦ ACC(V) - Tube Bundle Outline Drawing ¦ ACC(V) - Expansion Joint Outline Drawing ¦ ACC(V) - Rupture Disc Outline Drawing ¦ ACC(V) - Vacuum Breaker Valve Outline Drawing | Directly supported by source title 'ACC(V) - Condensate Collecting Tank Outline Drawing'.
30 | ACC Vendor Document List | ACC Flash Tank Outline Drawing | 5666 | R&N | SAU4005-G104-MAG-&MDA-07346 ¦ SAU4005-G104-MAG-&EDA-07390 ¦ SAU4005-G104-MAG-&MDA-07326 ¦ SAU4005-G104-MAG-&EDA-07328 ¦ SAU4005-G104-MAG-&MDA-07330 ¦ SAU4005-G104-MAG-&MDA-07332 ¦ SAU4005-G104-MAG-&MDA-07334 ¦ SAU4005-G104-MAG-&MDA-07338 ¦ SAU4005-G104-MAG-&MDA-07342 ¦ SAU4005-G104-MAG-&MDA-07349 ¦ SAU4005-G104-MAG-&MDA-07350 ¦ SAU4005-G104-MAG-&MDA-09404 ¦ SAU4005-G104-MAG-&MDA-07351 ¦ SAU4005-G104-MAG-&MDA-07353 ¦ SAU4005-G104-MAG-&MDA-07355 ¦ SAU4005-G104-MAG-&MDA-07356 | ACC(V) - Electrical Lifting Hoist Outline Drawing ¦ ACC(V) - Junction Box Outline Drawing ¦ ACC(V) - Fan Outline Drawing ¦ ACC(V) - Fan Motor Outline Drawing ¦ ACC(V) - Gearbox Outline Drawing ¦ ACC(V) - Steam Jet Air Ejector Outline Drawing ¦ ACC(V) - Vacuum Pump Outline Drawing ¦ ACC(V) - Cleaning Water Pump Outline Drawing ¦ ACC(V) - Drain Pump Outline Drawing ¦ ACC(V) - Condensate Collecting Tank Outline Drawing ¦ ACC(V) - Flash Tank Outline Drawing ¦ ACC(V) - Drain Tank Outline Drawing ¦ ACC(V) - Tube Bundle Outline Drawing ¦ ACC(V) - Expansion Joint Outline Drawing ¦ ACC(V) - Rupture Disc Outline Drawing ¦ ACC(V) - Vacuum Breaker Valve Outline Drawing | Directly supported by source title 'ACC(V) - Flash Tank Outline Drawing'.
31 | ACC Vendor Document List | ACC Drain Tank Outline Drawing | 5666 | R&N | SAU4005-G104-MAG-&MDA-07346 ¦ SAU4005-G104-MAG-&EDA-07390 ¦ SAU4005-G104-MAG-&MDA-07326 ¦ SAU4005-G104-MAG-&EDA-07328 ¦ SAU4005-G104-MAG-&MDA-07330 ¦ SAU4005-G104-MAG-&MDA-07332 ¦ SAU4005-G104-MAG-&MDA-07334 ¦ SAU4005-G104-MAG-&MDA-07338 ¦ SAU4005-G104-MAG-&MDA-07342 ¦ SAU4005-G104-MAG-&MDA-07349 ¦ SAU4005-G104-MAG-&MDA-07350 ¦ SAU4005-G104-MAG-&MDA-09404 ¦ SAU4005-G104-MAG-&MDA-07351 ¦ SAU4005-G104-MAG-&MDA-07353 ¦ SAU4005-G104-MAG-&MDA-07355 ¦ SAU4005-G104-MAG-&MDA-07356 | ACC(V) - Electrical Lifting Hoist Outline Drawing ¦ ACC(V) - Junction Box Outline Drawing ¦ ACC(V) - Fan Outline Drawing ¦ ACC(V) - Fan Motor Outline Drawing ¦ ACC(V) - Gearbox Outline Drawing ¦ ACC(V) - Steam Jet Air Ejector Outline Drawing ¦ ACC(V) - Vacuum Pump Outline Drawing ¦ ACC(V) - Cleaning Water Pump Outline Drawing ¦ ACC(V) - Drain Pump Outline Drawing ¦ ACC(V) - Condensate Collecting Tank Outline Drawing ¦ ACC(V) - Flash Tank Outline Drawing ¦ ACC(V) - Drain Tank Outline Drawing ¦ ACC(V) - Tube Bundle Outline Drawing ¦ ACC(V) - Expansion Joint Outline Drawing ¦ ACC(V) - Rupture Disc Outline Drawing ¦ ACC(V) - Vacuum Breaker Valve Outline Drawing | Directly supported by source title 'ACC(V) - Drain Tank Outline Drawing'.
32 | ACC Vendor Document List | ACC Tube Bundle Outline Drawing | 5666 | R&N | SAU4005-G104-MAG-&MDA-07346 ¦ SAU4005-G104-MAG-&EDA-07390 ¦ SAU4005-G104-MAG-&MDA-07326 ¦ SAU4005-G104-MAG-&EDA-07328 ¦ SAU4005-G104-MAG-&MDA-07330 ¦ SAU4005-G104-MAG-&MDA-07332 ¦ SAU4005-G104-MAG-&MDA-07334 ¦ SAU4005-G104-MAG-&MDA-07338 ¦ SAU4005-G104-MAG-&MDA-07342 ¦ SAU4005-G104-MAG-&MDA-07349 ¦ SAU4005-G104-MAG-&MDA-07350 ¦ SAU4005-G104-MAG-&MDA-09404 ¦ SAU4005-G104-MAG-&MDA-07351 ¦ SAU4005-G104-MAG-&MDA-07353 ¦ SAU4005-G104-MAG-&MDA-07355 ¦ SAU4005-G104-MAG-&MDA-07356 | ACC(V) - Electrical Lifting Hoist Outline Drawing ¦ ACC(V) - Junction Box Outline Drawing ¦ ACC(V) - Fan Outline Drawing ¦ ACC(V) - Fan Motor Outline Drawing ¦ ACC(V) - Gearbox Outline Drawing ¦ ACC(V) - Steam Jet Air Ejector Outline Drawing ¦ ACC(V) - Vacuum Pump Outline Drawing ¦ ACC(V) - Cleaning Water Pump Outline Drawing ¦ ACC(V) - Drain Pump Outline Drawing ¦ ACC(V) - Condensate Collecting Tank Outline Drawing ¦ ACC(V) - Flash Tank Outline Drawing ¦ ACC(V) - Drain Tank Outline Drawing ¦ ACC(V) - Tube Bundle Outline Drawing ¦ ACC(V) - Expansion Joint Outline Drawing ¦ ACC(V) - Rupture Disc Outline Drawing ¦ ACC(V) - Vacuum Breaker Valve Outline Drawing | Directly supported by source title 'ACC(V) - Tube Bundle Outline Drawing'.
33 | ACC Vendor Document List | ACC Expansion Joint Outline Drawing | 5666 | R&N | SAU4005-G104-MAG-&MDA-07346 ¦ SAU4005-G104-MAG-&EDA-07390 ¦ SAU4005-G104-MAG-&MDA-07326 ¦ SAU4005-G104-MAG-&EDA-07328 ¦ SAU4005-G104-MAG-&MDA-07330 ¦ SAU4005-G104-MAG-&MDA-07332 ¦ SAU4005-G104-MAG-&MDA-07334 ¦ SAU4005-G104-MAG-&MDA-07338 ¦ SAU4005-G104-MAG-&MDA-07342 ¦ SAU4005-G104-MAG-&MDA-07349 ¦ SAU4005-G104-MAG-&MDA-07350 ¦ SAU4005-G104-MAG-&MDA-09404 ¦ SAU4005-G104-MAG-&MDA-07351 ¦ SAU4005-G104-MAG-&MDA-07353 ¦ SAU4005-G104-MAG-&MDA-07355 ¦ SAU4005-G104-MAG-&MDA-07356 | ACC(V) - Electrical Lifting Hoist Outline Drawing ¦ ACC(V) - Junction Box Outline Drawing ¦ ACC(V) - Fan Outline Drawing ¦ ACC(V) - Fan Motor Outline Drawing ¦ ACC(V) - Gearbox Outline Drawing ¦ ACC(V) - Steam Jet Air Ejector Outline Drawing ¦ ACC(V) - Vacuum Pump Outline Drawing ¦ ACC(V) - Cleaning Water Pump Outline Drawing ¦ ACC(V) - Drain Pump Outline Drawing ¦ ACC(V) - Condensate Collecting Tank Outline Drawing ¦ ACC(V) - Flash Tank Outline Drawing ¦ ACC(V) - Drain Tank Outline Drawing ¦ ACC(V) - Tube Bundle Outline Drawing ¦ ACC(V) - Expansion Joint Outline Drawing ¦ ACC(V) - Rupture Disc Outline Drawing ¦ ACC(V) - Vacuum Breaker Valve Outline Drawing | Directly supported by source title 'ACC(V) - Expansion Joint Outline Drawing'.
34 | ACC Vendor Document List | ACC Rupture Disc Outline Drawing | 5666 | R&N | SAU4005-G104-MAG-&MDA-07346 ¦ SAU4005-G104-MAG-&EDA-07390 ¦ SAU4005-G104-MAG-&MDA-07326 ¦ SAU4005-G104-MAG-&EDA-07328 ¦ SAU4005-G104-MAG-&MDA-07330 ¦ SAU4005-G104-MAG-&MDA-07332 ¦ SAU4005-G104-MAG-&MDA-07334 ¦ SAU4005-G104-MAG-&MDA-07338 ¦ SAU4005-G104-MAG-&MDA-07342 ¦ SAU4005-G104-MAG-&MDA-07349 ¦ SAU4005-G104-MAG-&MDA-07350 ¦ SAU4005-G104-MAG-&MDA-09404 ¦ SAU4005-G104-MAG-&MDA-07351 ¦ SAU4005-G104-MAG-&MDA-07353 ¦ SAU4005-G104-MAG-&MDA-07355 ¦ SAU4005-G104-MAG-&MDA-07356 | ACC(V) - Electrical Lifting Hoist Outline Drawing ¦ ACC(V) - Junction Box Outline Drawing ¦ ACC(V) - Fan Outline Drawing ¦ ACC(V) - Fan Motor Outline Drawing ¦ ACC(V) - Gearbox Outline Drawing ¦ ACC(V) - Steam Jet Air Ejector Outline Drawing ¦ ACC(V) - Vacuum Pump Outline Drawing ¦ ACC(V) - Cleaning Water Pump Outline Drawing ¦ ACC(V) - Drain Pump Outline Drawing ¦ ACC(V) - Condensate Collecting Tank Outline Drawing ¦ ACC(V) - Flash Tank Outline Drawing ¦ ACC(V) - Drain Tank Outline Drawing ¦ ACC(V) - Tube Bundle Outline Drawing ¦ ACC(V) - Expansion Joint Outline Drawing ¦ ACC(V) - Rupture Disc Outline Drawing ¦ ACC(V) - Vacuum Breaker Valve Outline Drawing | Directly supported by source title 'ACC(V) - Rupture Disc Outline Drawing'.
35 | ACC Vendor Document List | ACC Vacuum Breaker Valve Outline Drawing | 5666 | R&N | SAU4005-G104-MAG-&MDA-07346 ¦ SAU4005-G104-MAG-&EDA-07390 ¦ SAU4005-G104-MAG-&MDA-07326 ¦ SAU4005-G104-MAG-&EDA-07328 ¦ SAU4005-G104-MAG-&MDA-07330 ¦ SAU4005-G104-MAG-&MDA-07332 ¦ SAU4005-G104-MAG-&MDA-07334 ¦ SAU4005-G104-MAG-&MDA-07338 ¦ SAU4005-G104-MAG-&MDA-07342 ¦ SAU4005-G104-MAG-&MDA-07349 ¦ SAU4005-G104-MAG-&MDA-07350 ¦ SAU4005-G104-MAG-&MDA-09404 ¦ SAU4005-G104-MAG-&MDA-07351 ¦ SAU4005-G104-MAG-&MDA-07353 ¦ SAU4005-G104-MAG-&MDA-07355 ¦ SAU4005-G104-MAG-&MDA-07356 | ACC(V) - Electrical Lifting Hoist Outline Drawing ¦ ACC(V) - Junction Box Outline Drawing ¦ ACC(V) - Fan Outline Drawing ¦ ACC(V) - Fan Motor Outline Drawing ¦ ACC(V) - Gearbox Outline Drawing ¦ ACC(V) - Steam Jet Air Ejector Outline Drawing ¦ ACC(V) - Vacuum Pump Outline Drawing ¦ ACC(V) - Cleaning Water Pump Outline Drawing ¦ ACC(V) - Drain Pump Outline Drawing ¦ ACC(V) - Condensate Collecting Tank Outline Drawing ¦ ACC(V) - Flash Tank Outline Drawing ¦ ACC(V) - Drain Tank Outline Drawing ¦ ACC(V) - Tube Bundle Outline Drawing ¦ ACC(V) - Expansion Joint Outline Drawing ¦ ACC(V) - Rupture Disc Outline Drawing ¦ ACC(V) - Vacuum Breaker Valve Outline Drawing | Directly supported by source title 'ACC(V) - Vacuum Breaker Valve Outline Drawing'.
36 | ACC Vendor Document List | ACC Vendor Package Technical Data Sheet (General) | 5665 | Fadhili ¦ Karabatan ¦ Turkistan | T16182-XR00-P0MAG-123013 ¦ T14211-7341-04-ME-B16-006 ¦ T14211-7328-04-ME-B16-006 ¦ T16182-YF00-P0MAG-123032 ¦ CCP-W-B116-04-ME-H21-0001 ¦ T16182-XK00-P0MAG-123008 ¦ T16182-XK00-P0MAG-123009 ¦ T16182-DH02-P0MAG-123011 ¦ T16182-YT01-P0MAJ-123012 ¦ T14211-7341-ME-TDS-0001 ¦ T14211-7341-04-ME-B16-002 ¦ T14211-7341-04-ME-B16-003 ¦ T14211-7341-04-ME-B16-004 ¦ T14211-7341-04-ME-B16-005 ¦ T14211-7328-04-ME-B16-001 ¦ T14211-7328-04-ME-B16-002 ¦ T14211-7328-04-ME-B16-003 ¦ T14211-7328-04-ME-B16-004 ¦ T14211-7328-04-ME-B16-005 ¦ CCP-W-B116-04-ME-P10-0001 | ACC - ELECTRICAL LIFTING HOIST DATASHEET ¦ Air Cooled Condenser_Electrical Lifting Hoist Datasheet ¦ ACC - INSTRUMENT DATASHEET ¦ Air Cooled Condenser_Instrument Datasheet ¦ ACC - GEARBOX DATASHEET ¦ ACC - FAN MOTOR DATA SHEET ¦ ACC - SJAE DATASHEET ¦ ACC - CLEANING WATER PUMP DATASHEET ¦ Technical Datasheet for ACC ¦ Air Cooled Condenser_Fan Motor Data Sheet ¦ Air Cooled Condenser_Condensate Drain Pump Datasheet ¦ Air Cooled Condenser_Vacuum pump Datasheet ¦ Air Cooled Condenser_CLEANING WATER PUMP Data sheet ¦ Air Cooled Condenser_Condensate Collection Tank Datasheet ¦ Air Cooled Condenser_Valve Datasheet | Merged generic ACC datasheet rows evidenced by 'Technical Datasheet for ACC' and 'ACC(V) - Datasheet'.
36 | ACC Vendor Document List | ACC Vendor Package Technical Data Sheet (General) | 5667 | R&N | SAU4005-G104-MAG-&MDA-07345 ¦ SAU4005-G104-MAG-&EDA-07347 ¦ SAU4005-G104-MAG-&EDA-07386 ¦ SAU4005-G104-MAG-&MDA-07322 ¦ SAU4005-G104-MAG-&MDA-07325 ¦ SAU4005-G104-MAG-&EDA-07327 ¦ SAU4005-G104-MAG-&MDA-07329 ¦ SAU4005-G104-MAG-&MDA-07331 ¦ SAU4005-G104-MAG-&MDA-07333 ¦ SAU4005-G104-MAG-&EDA-07335 ¦ SAU4005-G104-MAG-&MDA-07337 ¦ SAU4005-G104-MAG-&EDA-07339 ¦ SAU4005-G104-MAG-&MDA-07341 ¦ SAU4005-G104-MAG-&EDA-07343 ¦ SAU4005-G104-MAG-&MDA-07352 ¦ SAU4005-G104-MAG-&MDA-07354 | ACC(V) - Electrical Lifting Hoist Datasheet ¦ ACC(V) - Electrical Lifting Hoist Motor Datasheet ¦ ACC(V) - Instrument Datasheet ¦ ACC(V) - Datasheet ¦ ACC(V) - Fan Datasheet ¦ ACC(V) - Fan Motor Datasheet ¦ ACC(V) - Gearbox Datasheet ¦ ACC(V) - Steam Jet Air Ejector Datasheet ¦ ACC(V) - Vacuum Pump Datasheet ¦ ACC(V) - Vacuum Pump Motor Datasheet ¦ ACC(V) - Cleaning Water Pump Datasheet ¦ ACC(V) - Cleaning Water Pump Motor Datasheet ¦ ACC(V) - Drain Pump Datasheet ¦ ACC(V) - Drain Pump Motor Datasheet ¦ ACC(V) - Expansion Joint Datasheet ¦ ACC(V) - Rupture Disc Datasheet | Merged generic ACC datasheet rows evidenced by 'Technical Datasheet for ACC' and 'ACC(V) - Datasheet'.
37 | ACC Vendor Document List | ACC Electrical Lifting Hoist Data Sheet | 5665 | Fadhili ¦ Karabatan ¦ Turkistan | T16182-XR00-P0MAG-123013 ¦ T14211-7341-04-ME-B16-006 ¦ T14211-7328-04-ME-B16-006 ¦ T16182-YF00-P0MAG-123032 ¦ CCP-W-B116-04-ME-H21-0001 ¦ T16182-XK00-P0MAG-123008 ¦ T16182-XK00-P0MAG-123009 ¦ T16182-DH02-P0MAG-123011 ¦ T16182-YT01-P0MAJ-123012 ¦ T14211-7341-ME-TDS-0001 ¦ T14211-7341-04-ME-B16-002 ¦ T14211-7341-04-ME-B16-003 ¦ T14211-7341-04-ME-B16-004 ¦ T14211-7341-04-ME-B16-005 ¦ T14211-7328-04-ME-B16-001 ¦ T14211-7328-04-ME-B16-002 ¦ T14211-7328-04-ME-B16-003 ¦ T14211-7328-04-ME-B16-004 ¦ T14211-7328-04-ME-B16-005 ¦ CCP-W-B116-04-ME-P10-0001 | ACC - ELECTRICAL LIFTING HOIST DATASHEET ¦ Air Cooled Condenser_Electrical Lifting Hoist Datasheet ¦ ACC - INSTRUMENT DATASHEET ¦ Air Cooled Condenser_Instrument Datasheet ¦ ACC - GEARBOX DATASHEET ¦ ACC - FAN MOTOR DATA SHEET ¦ ACC - SJAE DATASHEET ¦ ACC - CLEANING WATER PUMP DATASHEET ¦ Technical Datasheet for ACC ¦ Air Cooled Condenser_Fan Motor Data Sheet ¦ Air Cooled Condenser_Condensate Drain Pump Datasheet ¦ Air Cooled Condenser_Vacuum pump Datasheet ¦ Air Cooled Condenser_CLEANING WATER PUMP Data sheet ¦ Air Cooled Condenser_Condensate Collection Tank Datasheet ¦ Air Cooled Condenser_Valve Datasheet | Merged non-(V) and (V) variations of hoist data sheet based on overlapping titles.
37 | ACC Vendor Document List | ACC Electrical Lifting Hoist Data Sheet | 5667 | R&N | SAU4005-G104-MAG-&MDA-07345 ¦ SAU4005-G104-MAG-&EDA-07347 ¦ SAU4005-G104-MAG-&EDA-07386 ¦ SAU4005-G104-MAG-&MDA-07322 ¦ SAU4005-G104-MAG-&MDA-07325 ¦ SAU4005-G104-MAG-&EDA-07327 ¦ SAU4005-G104-MAG-&MDA-07329 ¦ SAU4005-G104-MAG-&MDA-07331 ¦ SAU4005-G104-MAG-&MDA-07333 ¦ SAU4005-G104-MAG-&EDA-07335 ¦ SAU4005-G104-MAG-&MDA-07337 ¦ SAU4005-G104-MAG-&EDA-07339 ¦ SAU4005-G104-MAG-&MDA-07341 ¦ SAU4005-G104-MAG-&EDA-07343 ¦ SAU4005-G104-MAG-&MDA-07352 ¦ SAU4005-G104-MAG-&MDA-07354 | ACC(V) - Electrical Lifting Hoist Datasheet ¦ ACC(V) - Electrical Lifting Hoist Motor Datasheet ¦ ACC(V) - Instrument Datasheet ¦ ACC(V) - Datasheet ¦ ACC(V) - Fan Datasheet ¦ ACC(V) - Fan Motor Datasheet ¦ ACC(V) - Gearbox Datasheet ¦ ACC(V) - Steam Jet Air Ejector Datasheet ¦ ACC(V) - Vacuum Pump Datasheet ¦ ACC(V) - Vacuum Pump Motor Datasheet ¦ ACC(V) - Cleaning Water Pump Datasheet ¦ ACC(V) - Cleaning Water Pump Motor Datasheet ¦ ACC(V) - Drain Pump Datasheet ¦ ACC(V) - Drain Pump Motor Datasheet ¦ ACC(V) - Expansion Joint Datasheet ¦ ACC(V) - Rupture Disc Datasheet | Merged non-(V) and (V) variations of hoist data sheet based on overlapping titles.
38 | ACC Vendor Document List | ACC Electrical Lifting Hoist Motor Data Sheet | 5667 | R&N | SAU4005-G104-MAG-&MDA-07345 ¦ SAU4005-G104-MAG-&EDA-07347 ¦ SAU4005-G104-MAG-&EDA-07386 ¦ SAU4005-G104-MAG-&MDA-07322 ¦ SAU4005-G104-MAG-&MDA-07325 ¦ SAU4005-G104-MAG-&EDA-07327 ¦ SAU4005-G104-MAG-&MDA-07329 ¦ SAU4005-G104-MAG-&MDA-07331 ¦ SAU4005-G104-MAG-&MDA-07333 ¦ SAU4005-G104-MAG-&EDA-07335 ¦ SAU4005-G104-MAG-&MDA-07337 ¦ SAU4005-G104-MAG-&EDA-07339 ¦ SAU4005-G104-MAG-&MDA-07341 ¦ SAU4005-G104-MAG-&EDA-07343 ¦ SAU4005-G104-MAG-&MDA-07352 ¦ SAU4005-G104-MAG-&MDA-07354 | ACC(V) - Electrical Lifting Hoist Datasheet ¦ ACC(V) - Electrical Lifting Hoist Motor Datasheet ¦ ACC(V) - Instrument Datasheet ¦ ACC(V) - Datasheet ¦ ACC(V) - Fan Datasheet ¦ ACC(V) - Fan Motor Datasheet ¦ ACC(V) - Gearbox Datasheet ¦ ACC(V) - Steam Jet Air Ejector Datasheet ¦ ACC(V) - Vacuum Pump Datasheet ¦ ACC(V) - Vacuum Pump Motor Datasheet ¦ ACC(V) - Cleaning Water Pump Datasheet ¦ ACC(V) - Cleaning Water Pump Motor Datasheet ¦ ACC(V) - Drain Pump Datasheet ¦ ACC(V) - Drain Pump Motor Datasheet ¦ ACC(V) - Expansion Joint Datasheet ¦ ACC(V) - Rupture Disc Datasheet | Directly supported by source title 'ACC(V) - Electrical Lifting Hoist Motor Datasheet'.
39 | ACC Vendor Document List | ACC Instrument Data Sheet | 5665 | Fadhili ¦ Karabatan ¦ Turkistan | T16182-XR00-P0MAG-123013 ¦ T14211-7341-04-ME-B16-006 ¦ T14211-7328-04-ME-B16-006 ¦ T16182-YF00-P0MAG-123032 ¦ CCP-W-B116-04-ME-H21-0001 ¦ T16182-XK00-P0MAG-123008 ¦ T16182-XK00-P0MAG-123009 ¦ T16182-DH02-P0MAG-123011 ¦ T16182-YT01-P0MAJ-123012 ¦ T14211-7341-ME-TDS-0001 ¦ T14211-7341-04-ME-B16-002 ¦ T14211-7341-04-ME-B16-003 ¦ T14211-7341-04-ME-B16-004 ¦ T14211-7341-04-ME-B16-005 ¦ T14211-7328-04-ME-B16-001 ¦ T14211-7328-04-ME-B16-002 ¦ T14211-7328-04-ME-B16-003 ¦ T14211-7328-04-ME-B16-004 ¦ T14211-7328-04-ME-B16-005 ¦ CCP-W-B116-04-ME-P10-0001 | ACC - ELECTRICAL LIFTING HOIST DATASHEET ¦ Air Cooled Condenser_Electrical Lifting Hoist Datasheet ¦ ACC - INSTRUMENT DATASHEET ¦ Air Cooled Condenser_Instrument Datasheet ¦ ACC - GEARBOX DATASHEET ¦ ACC - FAN MOTOR DATA SHEET ¦ ACC - SJAE DATASHEET ¦ ACC - CLEANING WATER PUMP DATASHEET ¦ Technical Datasheet for ACC ¦ Air Cooled Condenser_Fan Motor Data Sheet ¦ Air Cooled Condenser_Condensate Drain Pump Datasheet ¦ Air Cooled Condenser_Vacuum pump Datasheet ¦ Air Cooled Condenser_CLEANING WATER PUMP Data sheet ¦ Air Cooled Condenser_Condensate Collection Tank Datasheet ¦ Air Cooled Condenser_Valve Datasheet | Standardized from 'ACC - INSTRUMENT DATASHEET' / 'Air Cooled Condenser_Instrument Datasheet' / 'ACC(V) - Instrument Datasheet'.
39 | ACC Vendor Document List | ACC Instrument Data Sheet | 5667 | R&N | SAU4005-G104-MAG-&MDA-07345 ¦ SAU4005-G104-MAG-&EDA-07347 ¦ SAU4005-G104-MAG-&EDA-07386 ¦ SAU4005-G104-MAG-&MDA-07322 ¦ SAU4005-G104-MAG-&MDA-07325 ¦ SAU4005-G104-MAG-&EDA-07327 ¦ SAU4005-G104-MAG-&MDA-07329 ¦ SAU4005-G104-MAG-&MDA-07331 ¦ SAU4005-G104-MAG-&MDA-07333 ¦ SAU4005-G104-MAG-&EDA-07335 ¦ SAU4005-G104-MAG-&MDA-07337 ¦ SAU4005-G104-MAG-&EDA-07339 ¦ SAU4005-G104-MAG-&MDA-07341 ¦ SAU4005-G104-MAG-&EDA-07343 ¦ SAU4005-G104-MAG-&MDA-07352 ¦ SAU4005-G104-MAG-&MDA-07354 | ACC(V) - Electrical Lifting Hoist Datasheet ¦ ACC(V) - Electrical Lifting Hoist Motor Datasheet ¦ ACC(V) - Instrument Datasheet ¦ ACC(V) - Datasheet ¦ ACC(V) - Fan Datasheet ¦ ACC(V) - Fan Motor Datasheet ¦ ACC(V) - Gearbox Datasheet ¦ ACC(V) - Steam Jet Air Ejector Datasheet ¦ ACC(V) - Vacuum Pump Datasheet ¦ ACC(V) - Vacuum Pump Motor Datasheet ¦ ACC(V) - Cleaning Water Pump Datasheet ¦ ACC(V) - Cleaning Water Pump Motor Datasheet ¦ ACC(V) - Drain Pump Datasheet ¦ ACC(V) - Drain Pump Motor Datasheet ¦ ACC(V) - Expansion Joint Datasheet ¦ ACC(V) - Rupture Disc Datasheet | Standardized from 'ACC - INSTRUMENT DATASHEET' / 'Air Cooled Condenser_Instrument Datasheet' / 'ACC(V) - Instrument Datasheet'.
40 | ACC Vendor Document List | ACC Gearbox Data Sheet | 5665 | Fadhili ¦ Karabatan ¦ Turkistan | T16182-XR00-P0MAG-123013 ¦ T14211-7341-04-ME-B16-006 ¦ T14211-7328-04-ME-B16-006 ¦ T16182-YF00-P0MAG-123032 ¦ CCP-W-B116-04-ME-H21-0001 ¦ T16182-XK00-P0MAG-123008 ¦ T16182-XK00-P0MAG-123009 ¦ T16182-DH02-P0MAG-123011 ¦ T16182-YT01-P0MAJ-123012 ¦ T14211-7341-ME-TDS-0001 ¦ T14211-7341-04-ME-B16-002 ¦ T14211-7341-04-ME-B16-003 ¦ T14211-7341-04-ME-B16-004 ¦ T14211-7341-04-ME-B16-005 ¦ T14211-7328-04-ME-B16-001 ¦ T14211-7328-04-ME-B16-002 ¦ T14211-7328-04-ME-B16-003 ¦ T14211-7328-04-ME-B16-004 ¦ T14211-7328-04-ME-B16-005 ¦ CCP-W-B116-04-ME-P10-0001 | ACC - ELECTRICAL LIFTING HOIST DATASHEET ¦ Air Cooled Condenser_Electrical Lifting Hoist Datasheet ¦ ACC - INSTRUMENT DATASHEET ¦ Air Cooled Condenser_Instrument Datasheet ¦ ACC - GEARBOX DATASHEET ¦ ACC - FAN MOTOR DATA SHEET ¦ ACC - SJAE DATASHEET ¦ ACC - CLEANING WATER PUMP DATASHEET ¦ Technical Datasheet for ACC ¦ Air Cooled Condenser_Fan Motor Data Sheet ¦ Air Cooled Condenser_Condensate Drain Pump Datasheet ¦ Air Cooled Condenser_Vacuum pump Datasheet ¦ Air Cooled Condenser_CLEANING WATER PUMP Data sheet ¦ Air Cooled Condenser_Condensate Collection Tank Datasheet ¦ Air Cooled Condenser_Valve Datasheet | Standardized from source title 'ACC - GEARBOX DATASHEET' and 'ACC(V) - Gearbox Datasheet'.
40 | ACC Vendor Document List | ACC Gearbox Data Sheet | 5667 | R&N | SAU4005-G104-MAG-&MDA-07345 ¦ SAU4005-G104-MAG-&EDA-07347 ¦ SAU4005-G104-MAG-&EDA-07386 ¦ SAU4005-G104-MAG-&MDA-07322 ¦ SAU4005-G104-MAG-&MDA-07325 ¦ SAU4005-G104-MAG-&EDA-07327 ¦ SAU4005-G104-MAG-&MDA-07329 ¦ SAU4005-G104-MAG-&MDA-07331 ¦ SAU4005-G104-MAG-&MDA-07333 ¦ SAU4005-G104-MAG-&EDA-07335 ¦ SAU4005-G104-MAG-&MDA-07337 ¦ SAU4005-G104-MAG-&EDA-07339 ¦ SAU4005-G104-MAG-&MDA-07341 ¦ SAU4005-G104-MAG-&EDA-07343 ¦ SAU4005-G104-MAG-&MDA-07352 ¦ SAU4005-G104-MAG-&MDA-07354 | ACC(V) - Electrical Lifting Hoist Datasheet ¦ ACC(V) - Electrical Lifting Hoist Motor Datasheet ¦ ACC(V) - Instrument Datasheet ¦ ACC(V) - Datasheet ¦ ACC(V) - Fan Datasheet ¦ ACC(V) - Fan Motor Datasheet ¦ ACC(V) - Gearbox Datasheet ¦ ACC(V) - Steam Jet Air Ejector Datasheet ¦ ACC(V) - Vacuum Pump Datasheet ¦ ACC(V) - Vacuum Pump Motor Datasheet ¦ ACC(V) - Cleaning Water Pump Datasheet ¦ ACC(V) - Cleaning Water Pump Motor Datasheet ¦ ACC(V) - Drain Pump Datasheet ¦ ACC(V) - Drain Pump Motor Datasheet ¦ ACC(V) - Expansion Joint Datasheet ¦ ACC(V) - Rupture Disc Datasheet | Standardized from source title 'ACC - GEARBOX DATASHEET' and 'ACC(V) - Gearbox Datasheet'.
41 | ACC Vendor Document List | ACC Fan Motor Data Sheet | 5665 | Fadhili ¦ Karabatan ¦ Turkistan | T16182-XR00-P0MAG-123013 ¦ T14211-7341-04-ME-B16-006 ¦ T14211-7328-04-ME-B16-006 ¦ T16182-YF00-P0MAG-123032 ¦ CCP-W-B116-04-ME-H21-0001 ¦ T16182-XK00-P0MAG-123008 ¦ T16182-XK00-P0MAG-123009 ¦ T16182-DH02-P0MAG-123011 ¦ T16182-YT01-P0MAJ-123012 ¦ T14211-7341-ME-TDS-0001 ¦ T14211-7341-04-ME-B16-002 ¦ T14211-7341-04-ME-B16-003 ¦ T14211-7341-04-ME-B16-004 ¦ T14211-7341-04-ME-B16-005 ¦ T14211-7328-04-ME-B16-001 ¦ T14211-7328-04-ME-B16-002 ¦ T14211-7328-04-ME-B16-003 ¦ T14211-7328-04-ME-B16-004 ¦ T14211-7328-04-ME-B16-005 ¦ CCP-W-B116-04-ME-P10-0001 | ACC - ELECTRICAL LIFTING HOIST DATASHEET ¦ Air Cooled Condenser_Electrical Lifting Hoist Datasheet ¦ ACC - INSTRUMENT DATASHEET ¦ Air Cooled Condenser_Instrument Datasheet ¦ ACC - GEARBOX DATASHEET ¦ ACC - FAN MOTOR DATA SHEET ¦ ACC - SJAE DATASHEET ¦ ACC - CLEANING WATER PUMP DATASHEET ¦ Technical Datasheet for ACC ¦ Air Cooled Condenser_Fan Motor Data Sheet ¦ Air Cooled Condenser_Condensate Drain Pump Datasheet ¦ Air Cooled Condenser_Vacuum pump Datasheet ¦ Air Cooled Condenser_CLEANING WATER PUMP Data sheet ¦ Air Cooled Condenser_Condensate Collection Tank Datasheet ¦ Air Cooled Condenser_Valve Datasheet | Standardized from 'ACC - FAN MOTOR DATA SHEET' and vendor datasheet entries.
41 | ACC Vendor Document List | ACC Fan Motor Data Sheet | 5667 | R&N | SAU4005-G104-MAG-&MDA-07345 ¦ SAU4005-G104-MAG-&EDA-07347 ¦ SAU4005-G104-MAG-&EDA-07386 ¦ SAU4005-G104-MAG-&MDA-07322 ¦ SAU4005-G104-MAG-&MDA-07325 ¦ SAU4005-G104-MAG-&EDA-07327 ¦ SAU4005-G104-MAG-&MDA-07329 ¦ SAU4005-G104-MAG-&MDA-07331 ¦ SAU4005-G104-MAG-&MDA-07333 ¦ SAU4005-G104-MAG-&EDA-07335 ¦ SAU4005-G104-MAG-&MDA-07337 ¦ SAU4005-G104-MAG-&EDA-07339 ¦ SAU4005-G104-MAG-&MDA-07341 ¦ SAU4005-G104-MAG-&EDA-07343 ¦ SAU4005-G104-MAG-&MDA-07352 ¦ SAU4005-G104-MAG-&MDA-07354 | ACC(V) - Electrical Lifting Hoist Datasheet ¦ ACC(V) - Electrical Lifting Hoist Motor Datasheet ¦ ACC(V) - Instrument Datasheet ¦ ACC(V) - Datasheet ¦ ACC(V) - Fan Datasheet ¦ ACC(V) - Fan Motor Datasheet ¦ ACC(V) - Gearbox Datasheet ¦ ACC(V) - Steam Jet Air Ejector Datasheet ¦ ACC(V) - Vacuum Pump Datasheet ¦ ACC(V) - Vacuum Pump Motor Datasheet ¦ ACC(V) - Cleaning Water Pump Datasheet ¦ ACC(V) - Cleaning Water Pump Motor Datasheet ¦ ACC(V) - Drain Pump Datasheet ¦ ACC(V) - Drain Pump Motor Datasheet ¦ ACC(V) - Expansion Joint Datasheet ¦ ACC(V) - Rupture Disc Datasheet | Standardized from 'ACC - FAN MOTOR DATA SHEET' and vendor datasheet entries.
42 | ACC Vendor Document List | ACC Steam Jet Air Ejector Data Sheet | 5665 | Fadhili ¦ Karabatan ¦ Turkistan | T16182-XR00-P0MAG-123013 ¦ T14211-7341-04-ME-B16-006 ¦ T14211-7328-04-ME-B16-006 ¦ T16182-YF00-P0MAG-123032 ¦ CCP-W-B116-04-ME-H21-0001 ¦ T16182-XK00-P0MAG-123008 ¦ T16182-XK00-P0MAG-123009 ¦ T16182-DH02-P0MAG-123011 ¦ T16182-YT01-P0MAJ-123012 ¦ T14211-7341-ME-TDS-0001 ¦ T14211-7341-04-ME-B16-002 ¦ T14211-7341-04-ME-B16-003 ¦ T14211-7341-04-ME-B16-004 ¦ T14211-7341-04-ME-B16-005 ¦ T14211-7328-04-ME-B16-001 ¦ T14211-7328-04-ME-B16-002 ¦ T14211-7328-04-ME-B16-003 ¦ T14211-7328-04-ME-B16-004 ¦ T14211-7328-04-ME-B16-005 ¦ CCP-W-B116-04-ME-P10-0001 | ACC - ELECTRICAL LIFTING HOIST DATASHEET ¦ Air Cooled Condenser_Electrical Lifting Hoist Datasheet ¦ ACC - INSTRUMENT DATASHEET ¦ Air Cooled Condenser_Instrument Datasheet ¦ ACC - GEARBOX DATASHEET ¦ ACC - FAN MOTOR DATA SHEET ¦ ACC - SJAE DATASHEET ¦ ACC - CLEANING WATER PUMP DATASHEET ¦ Technical Datasheet for ACC ¦ Air Cooled Condenser_Fan Motor Data Sheet ¦ Air Cooled Condenser_Condensate Drain Pump Datasheet ¦ Air Cooled Condenser_Vacuum pump Datasheet ¦ Air Cooled Condenser_CLEANING WATER PUMP Data sheet ¦ Air Cooled Condenser_Condensate Collection Tank Datasheet ¦ Air Cooled Condenser_Valve Datasheet | Standardized from source title 'ACC - SJAE DATASHEET' and 'ACC(V) - Steam Jet Air Ejector Datasheet'.
42 | ACC Vendor Document List | ACC Steam Jet Air Ejector Data Sheet | 5667 | R&N | SAU4005-G104-MAG-&MDA-07345 ¦ SAU4005-G104-MAG-&EDA-07347 ¦ SAU4005-G104-MAG-&EDA-07386 ¦ SAU4005-G104-MAG-&MDA-07322 ¦ SAU4005-G104-MAG-&MDA-07325 ¦ SAU4005-G104-MAG-&EDA-07327 ¦ SAU4005-G104-MAG-&MDA-07329 ¦ SAU4005-G104-MAG-&MDA-07331 ¦ SAU4005-G104-MAG-&MDA-07333 ¦ SAU4005-G104-MAG-&EDA-07335 ¦ SAU4005-G104-MAG-&MDA-07337 ¦ SAU4005-G104-MAG-&EDA-07339 ¦ SAU4005-G104-MAG-&MDA-07341 ¦ SAU4005-G104-MAG-&EDA-07343 ¦ SAU4005-G104-MAG-&MDA-07352 ¦ SAU4005-G104-MAG-&MDA-07354 | ACC(V) - Electrical Lifting Hoist Datasheet ¦ ACC(V) - Electrical Lifting Hoist Motor Datasheet ¦ ACC(V) - Instrument Datasheet ¦ ACC(V) - Datasheet ¦ ACC(V) - Fan Datasheet ¦ ACC(V) - Fan Motor Datasheet ¦ ACC(V) - Gearbox Datasheet ¦ ACC(V) - Steam Jet Air Ejector Datasheet ¦ ACC(V) - Vacuum Pump Datasheet ¦ ACC(V) - Vacuum Pump Motor Datasheet ¦ ACC(V) - Cleaning Water Pump Datasheet ¦ ACC(V) - Cleaning Water Pump Motor Datasheet ¦ ACC(V) - Drain Pump Datasheet ¦ ACC(V) - Drain Pump Motor Datasheet ¦ ACC(V) - Expansion Joint Datasheet ¦ ACC(V) - Rupture Disc Datasheet | Standardized from source title 'ACC - SJAE DATASHEET' and 'ACC(V) - Steam Jet Air Ejector Datasheet'.
43 | ACC Vendor Document List | ACC Vacuum Pump Data Sheet | 5665 | Fadhili ¦ Karabatan ¦ Turkistan | T16182-XR00-P0MAG-123013 ¦ T14211-7341-04-ME-B16-006 ¦ T14211-7328-04-ME-B16-006 ¦ T16182-YF00-P0MAG-123032 ¦ CCP-W-B116-04-ME-H21-0001 ¦ T16182-XK00-P0MAG-123008 ¦ T16182-XK00-P0MAG-123009 ¦ T16182-DH02-P0MAG-123011 ¦ T16182-YT01-P0MAJ-123012 ¦ T14211-7341-ME-TDS-0001 ¦ T14211-7341-04-ME-B16-002 ¦ T14211-7341-04-ME-B16-003 ¦ T14211-7341-04-ME-B16-004 ¦ T14211-7341-04-ME-B16-005 ¦ T14211-7328-04-ME-B16-001 ¦ T14211-7328-04-ME-B16-002 ¦ T14211-7328-04-ME-B16-003 ¦ T14211-7328-04-ME-B16-004 ¦ T14211-7328-04-ME-B16-005 ¦ CCP-W-B116-04-ME-P10-0001 | ACC - ELECTRICAL LIFTING HOIST DATASHEET ¦ Air Cooled Condenser_Electrical Lifting Hoist Datasheet ¦ ACC - INSTRUMENT DATASHEET ¦ Air Cooled Condenser_Instrument Datasheet ¦ ACC - GEARBOX DATASHEET ¦ ACC - FAN MOTOR DATA SHEET ¦ ACC - SJAE DATASHEET ¦ ACC - CLEANING WATER PUMP DATASHEET ¦ Technical Datasheet for ACC ¦ Air Cooled Condenser_Fan Motor Data Sheet ¦ Air Cooled Condenser_Condensate Drain Pump Datasheet ¦ Air Cooled Condenser_Vacuum pump Datasheet ¦ Air Cooled Condenser_CLEANING WATER PUMP Data sheet ¦ Air Cooled Condenser_Condensate Collection Tank Datasheet ¦ Air Cooled Condenser_Valve Datasheet | Standardized from 'Air Cooled Condenser_Vacuum pump Datasheet' and 'ACC(V) - Vacuum Pump Datasheet'.
43 | ACC Vendor Document List | ACC Vacuum Pump Data Sheet | 5667 | R&N | SAU4005-G104-MAG-&MDA-07345 ¦ SAU4005-G104-MAG-&EDA-07347 ¦ SAU4005-G104-MAG-&EDA-07386 ¦ SAU4005-G104-MAG-&MDA-07322 ¦ SAU4005-G104-MAG-&MDA-07325 ¦ SAU4005-G104-MAG-&EDA-07327 ¦ SAU4005-G104-MAG-&MDA-07329 ¦ SAU4005-G104-MAG-&MDA-07331 ¦ SAU4005-G104-MAG-&MDA-07333 ¦ SAU4005-G104-MAG-&EDA-07335 ¦ SAU4005-G104-MAG-&MDA-07337 ¦ SAU4005-G104-MAG-&EDA-07339 ¦ SAU4005-G104-MAG-&MDA-07341 ¦ SAU4005-G104-MAG-&EDA-07343 ¦ SAU4005-G104-MAG-&MDA-07352 ¦ SAU4005-G104-MAG-&MDA-07354 | ACC(V) - Electrical Lifting Hoist Datasheet ¦ ACC(V) - Electrical Lifting Hoist Motor Datasheet ¦ ACC(V) - Instrument Datasheet ¦ ACC(V) - Datasheet ¦ ACC(V) - Fan Datasheet ¦ ACC(V) - Fan Motor Datasheet ¦ ACC(V) - Gearbox Datasheet ¦ ACC(V) - Steam Jet Air Ejector Datasheet ¦ ACC(V) - Vacuum Pump Datasheet ¦ ACC(V) - Vacuum Pump Motor Datasheet ¦ ACC(V) - Cleaning Water Pump Datasheet ¦ ACC(V) - Cleaning Water Pump Motor Datasheet ¦ ACC(V) - Drain Pump Datasheet ¦ ACC(V) - Drain Pump Motor Datasheet ¦ ACC(V) - Expansion Joint Datasheet ¦ ACC(V) - Rupture Disc Datasheet | Standardized from 'Air Cooled Condenser_Vacuum pump Datasheet' and 'ACC(V) - Vacuum Pump Datasheet'.
44 | ACC Vendor Document List | ACC Vacuum Pump Motor Data Sheet | 5667 | R&N | SAU4005-G104-MAG-&MDA-07345 ¦ SAU4005-G104-MAG-&EDA-07347 ¦ SAU4005-G104-MAG-&EDA-07386 ¦ SAU4005-G104-MAG-&MDA-07322 ¦ SAU4005-G104-MAG-&MDA-07325 ¦ SAU4005-G104-MAG-&EDA-07327 ¦ SAU4005-G104-MAG-&MDA-07329 ¦ SAU4005-G104-MAG-&MDA-07331 ¦ SAU4005-G104-MAG-&MDA-07333 ¦ SAU4005-G104-MAG-&EDA-07335 ¦ SAU4005-G104-MAG-&MDA-07337 ¦ SAU4005-G104-MAG-&EDA-07339 ¦ SAU4005-G104-MAG-&MDA-07341 ¦ SAU4005-G104-MAG-&EDA-07343 ¦ SAU4005-G104-MAG-&MDA-07352 ¦ SAU4005-G104-MAG-&MDA-07354 | ACC(V) - Electrical Lifting Hoist Datasheet ¦ ACC(V) - Electrical Lifting Hoist Motor Datasheet ¦ ACC(V) - Instrument Datasheet ¦ ACC(V) - Datasheet ¦ ACC(V) - Fan Datasheet ¦ ACC(V) - Fan Motor Datasheet ¦ ACC(V) - Gearbox Datasheet ¦ ACC(V) - Steam Jet Air Ejector Datasheet ¦ ACC(V) - Vacuum Pump Datasheet ¦ ACC(V) - Vacuum Pump Motor Datasheet ¦ ACC(V) - Cleaning Water Pump Datasheet ¦ ACC(V) - Cleaning Water Pump Motor Datasheet ¦ ACC(V) - Drain Pump Datasheet ¦ ACC(V) - Drain Pump Motor Datasheet ¦ ACC(V) - Expansion Joint Datasheet ¦ ACC(V) - Rupture Disc Datasheet | Directly supported by source title 'ACC(V) - Vacuum Pump Motor Datasheet'.
45 | ACC Vendor Document List | ACC Cleaning Water Pump Data Sheet | 5665 | Fadhili ¦ Karabatan ¦ Turkistan | T16182-XR00-P0MAG-123013 ¦ T14211-7341-04-ME-B16-006 ¦ T14211-7328-04-ME-B16-006 ¦ T16182-YF00-P0MAG-123032 ¦ CCP-W-B116-04-ME-H21-0001 ¦ T16182-XK00-P0MAG-123008 ¦ T16182-XK00-P0MAG-123009 ¦ T16182-DH02-P0MAG-123011 ¦ T16182-YT01-P0MAJ-123012 ¦ T14211-7341-ME-TDS-0001 ¦ T14211-7341-04-ME-B16-002 ¦ T14211-7341-04-ME-B16-003 ¦ T14211-7341-04-ME-B16-004 ¦ T14211-7341-04-ME-B16-005 ¦ T14211-7328-04-ME-B16-001 ¦ T14211-7328-04-ME-B16-002 ¦ T14211-7328-04-ME-B16-003 ¦ T14211-7328-04-ME-B16-004 ¦ T14211-7328-04-ME-B16-005 ¦ CCP-W-B116-04-ME-P10-0001 | ACC - ELECTRICAL LIFTING HOIST DATASHEET ¦ Air Cooled Condenser_Electrical Lifting Hoist Datasheet ¦ ACC - INSTRUMENT DATASHEET ¦ Air Cooled Condenser_Instrument Datasheet ¦ ACC - GEARBOX DATASHEET ¦ ACC - FAN MOTOR DATA SHEET ¦ ACC - SJAE DATASHEET ¦ ACC - CLEANING WATER PUMP DATASHEET ¦ Technical Datasheet for ACC ¦ Air Cooled Condenser_Fan Motor Data Sheet ¦ Air Cooled Condenser_Condensate Drain Pump Datasheet ¦ Air Cooled Condenser_Vacuum pump Datasheet ¦ Air Cooled Condenser_CLEANING WATER PUMP Data sheet ¦ Air Cooled Condenser_Condensate Collection Tank Datasheet ¦ Air Cooled Condenser_Valve Datasheet | Standardized from 'ACC - CLEANING WATER PUMP DATASHEET' and 'ACC(V) - Cleaning Water Pump Datasheet'.
45 | ACC Vendor Document List | ACC Cleaning Water Pump Data Sheet | 5667 | R&N | SAU4005-G104-MAG-&MDA-07345 ¦ SAU4005-G104-MAG-&EDA-07347 ¦ SAU4005-G104-MAG-&EDA-07386 ¦ SAU4005-G104-MAG-&MDA-07322 ¦ SAU4005-G104-MAG-&MDA-07325 ¦ SAU4005-G104-MAG-&EDA-07327 ¦ SAU4005-G104-MAG-&MDA-07329 ¦ SAU4005-G104-MAG-&MDA-07331 ¦ SAU4005-G104-MAG-&MDA-07333 ¦ SAU4005-G104-MAG-&EDA-07335 ¦ SAU4005-G104-MAG-&MDA-07337 ¦ SAU4005-G104-MAG-&EDA-07339 ¦ SAU4005-G104-MAG-&MDA-07341 ¦ SAU4005-G104-MAG-&EDA-07343 ¦ SAU4005-G104-MAG-&MDA-07352 ¦ SAU4005-G104-MAG-&MDA-07354 | ACC(V) - Electrical Lifting Hoist Datasheet ¦ ACC(V) - Electrical Lifting Hoist Motor Datasheet ¦ ACC(V) - Instrument Datasheet ¦ ACC(V) - Datasheet ¦ ACC(V) - Fan Datasheet ¦ ACC(V) - Fan Motor Datasheet ¦ ACC(V) - Gearbox Datasheet ¦ ACC(V) - Steam Jet Air Ejector Datasheet ¦ ACC(V) - Vacuum Pump Datasheet ¦ ACC(V) - Vacuum Pump Motor Datasheet ¦ ACC(V) - Cleaning Water Pump Datasheet ¦ ACC(V) - Cleaning Water Pump Motor Datasheet ¦ ACC(V) - Drain Pump Datasheet ¦ ACC(V) - Drain Pump Motor Datasheet ¦ ACC(V) - Expansion Joint Datasheet ¦ ACC(V) - Rupture Disc Datasheet | Standardized from 'ACC - CLEANING WATER PUMP DATASHEET' and 'ACC(V) - Cleaning Water Pump Datasheet'.
46 | ACC Vendor Document List | ACC Cleaning Water Pump Motor Data Sheet | 5667 | R&N | SAU4005-G104-MAG-&MDA-07345 ¦ SAU4005-G104-MAG-&EDA-07347 ¦ SAU4005-G104-MAG-&EDA-07386 ¦ SAU4005-G104-MAG-&MDA-07322 ¦ SAU4005-G104-MAG-&MDA-07325 ¦ SAU4005-G104-MAG-&EDA-07327 ¦ SAU4005-G104-MAG-&MDA-07329 ¦ SAU4005-G104-MAG-&MDA-07331 ¦ SAU4005-G104-MAG-&MDA-07333 ¦ SAU4005-G104-MAG-&EDA-07335 ¦ SAU4005-G104-MAG-&MDA-07337 ¦ SAU4005-G104-MAG-&EDA-07339 ¦ SAU4005-G104-MAG-&MDA-07341 ¦ SAU4005-G104-MAG-&EDA-07343 ¦ SAU4005-G104-MAG-&MDA-07352 ¦ SAU4005-G104-MAG-&MDA-07354 | ACC(V) - Electrical Lifting Hoist Datasheet ¦ ACC(V) - Electrical Lifting Hoist Motor Datasheet ¦ ACC(V) - Instrument Datasheet ¦ ACC(V) - Datasheet ¦ ACC(V) - Fan Datasheet ¦ ACC(V) - Fan Motor Datasheet ¦ ACC(V) - Gearbox Datasheet ¦ ACC(V) - Steam Jet Air Ejector Datasheet ¦ ACC(V) - Vacuum Pump Datasheet ¦ ACC(V) - Vacuum Pump Motor Datasheet ¦ ACC(V) - Cleaning Water Pump Datasheet ¦ ACC(V) - Cleaning Water Pump Motor Datasheet ¦ ACC(V) - Drain Pump Datasheet ¦ ACC(V) - Drain Pump Motor Datasheet ¦ ACC(V) - Expansion Joint Datasheet ¦ ACC(V) - Rupture Disc Datasheet | Directly supported by source title 'ACC(V) - Cleaning Water Pump Motor Datasheet'.
47 | ACC Vendor Document List | ACC Condensate Drain Pump Data Sheet | 5665 | Fadhili ¦ Karabatan ¦ Turkistan | T16182-XR00-P0MAG-123013 ¦ T14211-7341-04-ME-B16-006 ¦ T14211-7328-04-ME-B16-006 ¦ T16182-YF00-P0MAG-123032 ¦ CCP-W-B116-04-ME-H21-0001 ¦ T16182-XK00-P0MAG-123008 ¦ T16182-XK00-P0MAG-123009 ¦ T16182-DH02-P0MAG-123011 ¦ T16182-YT01-P0MAJ-123012 ¦ T14211-7341-ME-TDS-0001 ¦ T14211-7341-04-ME-B16-002 ¦ T14211-7341-04-ME-B16-003 ¦ T14211-7341-04-ME-B16-004 ¦ T14211-7341-04-ME-B16-005 ¦ T14211-7328-04-ME-B16-001 ¦ T14211-7328-04-ME-B16-002 ¦ T14211-7328-04-ME-B16-003 ¦ T14211-7328-04-ME-B16-004 ¦ T14211-7328-04-ME-B16-005 ¦ CCP-W-B116-04-ME-P10-0001 | ACC - ELECTRICAL LIFTING HOIST DATASHEET ¦ Air Cooled Condenser_Electrical Lifting Hoist Datasheet ¦ ACC - INSTRUMENT DATASHEET ¦ Air Cooled Condenser_Instrument Datasheet ¦ ACC - GEARBOX DATASHEET ¦ ACC - FAN MOTOR DATA SHEET ¦ ACC - SJAE DATASHEET ¦ ACC - CLEANING WATER PUMP DATASHEET ¦ Technical Datasheet for ACC ¦ Air Cooled Condenser_Fan Motor Data Sheet ¦ Air Cooled Condenser_Condensate Drain Pump Datasheet ¦ Air Cooled Condenser_Vacuum pump Datasheet ¦ Air Cooled Condenser_CLEANING WATER PUMP Data sheet ¦ Air Cooled Condenser_Condensate Collection Tank Datasheet ¦ Air Cooled Condenser_Valve Datasheet | Standardized from source title 'Air Cooled Condenser_Condensate Drain Pump Datasheet'.
48 | ACC Vendor Document List | ACC Condensate Collection Tank Data Sheet | 5665 | Fadhili ¦ Karabatan ¦ Turkistan | T16182-XR00-P0MAG-123013 ¦ T14211-7341-04-ME-B16-006 ¦ T14211-7328-04-ME-B16-006 ¦ T16182-YF00-P0MAG-123032 ¦ CCP-W-B116-04-ME-H21-0001 ¦ T16182-XK00-P0MAG-123008 ¦ T16182-XK00-P0MAG-123009 ¦ T16182-DH02-P0MAG-123011 ¦ T16182-YT01-P0MAJ-123012 ¦ T14211-7341-ME-TDS-0001 ¦ T14211-7341-04-ME-B16-002 ¦ T14211-7341-04-ME-B16-003 ¦ T14211-7341-04-ME-B16-004 ¦ T14211-7341-04-ME-B16-005 ¦ T14211-7328-04-ME-B16-001 ¦ T14211-7328-04-ME-B16-002 ¦ T14211-7328-04-ME-B16-003 ¦ T14211-7328-04-ME-B16-004 ¦ T14211-7328-04-ME-B16-005 ¦ CCP-W-B116-04-ME-P10-0001 | ACC - ELECTRICAL LIFTING HOIST DATASHEET ¦ Air Cooled Condenser_Electrical Lifting Hoist Datasheet ¦ ACC - INSTRUMENT DATASHEET ¦ Air Cooled Condenser_Instrument Datasheet ¦ ACC - GEARBOX DATASHEET ¦ ACC - FAN MOTOR DATA SHEET ¦ ACC - SJAE DATASHEET ¦ ACC - CLEANING WATER PUMP DATASHEET ¦ Technical Datasheet for ACC ¦ Air Cooled Condenser_Fan Motor Data Sheet ¦ Air Cooled Condenser_Condensate Drain Pump Datasheet ¦ Air Cooled Condenser_Vacuum pump Datasheet ¦ Air Cooled Condenser_CLEANING WATER PUMP Data sheet ¦ Air Cooled Condenser_Condensate Collection Tank Datasheet ¦ Air Cooled Condenser_Valve Datasheet | Standardized from source title 'Air Cooled Condenser_Condensate Collection Tank Datasheet'.
49 | ACC Vendor Document List | ACC Valve Data Sheet | 5665 | Fadhili ¦ Karabatan ¦ Turkistan | T16182-XR00-P0MAG-123013 ¦ T14211-7341-04-ME-B16-006 ¦ T14211-7328-04-ME-B16-006 ¦ T16182-YF00-P0MAG-123032 ¦ CCP-W-B116-04-ME-H21-0001 ¦ T16182-XK00-P0MAG-123008 ¦ T16182-XK00-P0MAG-123009 ¦ T16182-DH02-P0MAG-123011 ¦ T16182-YT01-P0MAJ-123012 ¦ T14211-7341-ME-TDS-0001 ¦ T14211-7341-04-ME-B16-002 ¦ T14211-7341-04-ME-B16-003 ¦ T14211-7341-04-ME-B16-004 ¦ T14211-7341-04-ME-B16-005 ¦ T14211-7328-04-ME-B16-001 ¦ T14211-7328-04-ME-B16-002 ¦ T14211-7328-04-ME-B16-003 ¦ T14211-7328-04-ME-B16-004 ¦ T14211-7328-04-ME-B16-005 ¦ CCP-W-B116-04-ME-P10-0001 | ACC - ELECTRICAL LIFTING HOIST DATASHEET ¦ Air Cooled Condenser_Electrical Lifting Hoist Datasheet ¦ ACC - INSTRUMENT DATASHEET ¦ Air Cooled Condenser_Instrument Datasheet ¦ ACC - GEARBOX DATASHEET ¦ ACC - FAN MOTOR DATA SHEET ¦ ACC - SJAE DATASHEET ¦ ACC - CLEANING WATER PUMP DATASHEET ¦ Technical Datasheet for ACC ¦ Air Cooled Condenser_Fan Motor Data Sheet ¦ Air Cooled Condenser_Condensate Drain Pump Datasheet ¦ Air Cooled Condenser_Vacuum pump Datasheet ¦ Air Cooled Condenser_CLEANING WATER PUMP Data sheet ¦ Air Cooled Condenser_Condensate Collection Tank Datasheet ¦ Air Cooled Condenser_Valve Datasheet | Standardized from source title 'Air Cooled Condenser_Valve Datasheet'.
50 | ACC Vendor Document List | ACC Fan Data Sheet | 5667 | R&N | SAU4005-G104-MAG-&MDA-07345 ¦ SAU4005-G104-MAG-&EDA-07347 ¦ SAU4005-G104-MAG-&EDA-07386 ¦ SAU4005-G104-MAG-&MDA-07322 ¦ SAU4005-G104-MAG-&MDA-07325 ¦ SAU4005-G104-MAG-&EDA-07327 ¦ SAU4005-G104-MAG-&MDA-07329 ¦ SAU4005-G104-MAG-&MDA-07331 ¦ SAU4005-G104-MAG-&MDA-07333 ¦ SAU4005-G104-MAG-&EDA-07335 ¦ SAU4005-G104-MAG-&MDA-07337 ¦ SAU4005-G104-MAG-&EDA-07339 ¦ SAU4005-G104-MAG-&MDA-07341 ¦ SAU4005-G104-MAG-&EDA-07343 ¦ SAU4005-G104-MAG-&MDA-07352 ¦ SAU4005-G104-MAG-&MDA-07354 | ACC(V) - Electrical Lifting Hoist Datasheet ¦ ACC(V) - Electrical Lifting Hoist Motor Datasheet ¦ ACC(V) - Instrument Datasheet ¦ ACC(V) - Datasheet ¦ ACC(V) - Fan Datasheet ¦ ACC(V) - Fan Motor Datasheet ¦ ACC(V) - Gearbox Datasheet ¦ ACC(V) - Steam Jet Air Ejector Datasheet ¦ ACC(V) - Vacuum Pump Datasheet ¦ ACC(V) - Vacuum Pump Motor Datasheet ¦ ACC(V) - Cleaning Water Pump Datasheet ¦ ACC(V) - Cleaning Water Pump Motor Datasheet ¦ ACC(V) - Drain Pump Datasheet ¦ ACC(V) - Drain Pump Motor Datasheet ¦ ACC(V) - Expansion Joint Datasheet ¦ ACC(V) - Rupture Disc Datasheet | Directly supported by source title 'ACC(V) - Fan Datasheet'.
51 | ACC Vendor Document List | ACC Drain Pump Data Sheet | 5667 | R&N | SAU4005-G104-MAG-&MDA-07345 ¦ SAU4005-G104-MAG-&EDA-07347 ¦ SAU4005-G104-MAG-&EDA-07386 ¦ SAU4005-G104-MAG-&MDA-07322 ¦ SAU4005-G104-MAG-&MDA-07325 ¦ SAU4005-G104-MAG-&EDA-07327 ¦ SAU4005-G104-MAG-&MDA-07329 ¦ SAU4005-G104-MAG-&MDA-07331 ¦ SAU4005-G104-MAG-&MDA-07333 ¦ SAU4005-G104-MAG-&EDA-07335 ¦ SAU4005-G104-MAG-&MDA-07337 ¦ SAU4005-G104-MAG-&EDA-07339 ¦ SAU4005-G104-MAG-&MDA-07341 ¦ SAU4005-G104-MAG-&EDA-07343 ¦ SAU4005-G104-MAG-&MDA-07352 ¦ SAU4005-G104-MAG-&MDA-07354 | ACC(V) - Electrical Lifting Hoist Datasheet ¦ ACC(V) - Electrical Lifting Hoist Motor Datasheet ¦ ACC(V) - Instrument Datasheet ¦ ACC(V) - Datasheet ¦ ACC(V) - Fan Datasheet ¦ ACC(V) - Fan Motor Datasheet ¦ ACC(V) - Gearbox Datasheet ¦ ACC(V) - Steam Jet Air Ejector Datasheet ¦ ACC(V) - Vacuum Pump Datasheet ¦ ACC(V) - Vacuum Pump Motor Datasheet ¦ ACC(V) - Cleaning Water Pump Datasheet ¦ ACC(V) - Cleaning Water Pump Motor Datasheet ¦ ACC(V) - Drain Pump Datasheet ¦ ACC(V) - Drain Pump Motor Datasheet ¦ ACC(V) - Expansion Joint Datasheet ¦ ACC(V) - Rupture Disc Datasheet | Directly supported by source title 'ACC(V) - Drain Pump Datasheet'.
52 | ACC Vendor Document List | ACC Drain Pump Motor Data Sheet | 5667 | R&N | SAU4005-G104-MAG-&MDA-07345 ¦ SAU4005-G104-MAG-&EDA-07347 ¦ SAU4005-G104-MAG-&EDA-07386 ¦ SAU4005-G104-MAG-&MDA-07322 ¦ SAU4005-G104-MAG-&MDA-07325 ¦ SAU4005-G104-MAG-&EDA-07327 ¦ SAU4005-G104-MAG-&MDA-07329 ¦ SAU4005-G104-MAG-&MDA-07331 ¦ SAU4005-G104-MAG-&MDA-07333 ¦ SAU4005-G104-MAG-&EDA-07335 ¦ SAU4005-G104-MAG-&MDA-07337 ¦ SAU4005-G104-MAG-&EDA-07339 ¦ SAU4005-G104-MAG-&MDA-07341 ¦ SAU4005-G104-MAG-&EDA-07343 ¦ SAU4005-G104-MAG-&MDA-07352 ¦ SAU4005-G104-MAG-&MDA-07354 | ACC(V) - Electrical Lifting Hoist Datasheet ¦ ACC(V) - Electrical Lifting Hoist Motor Datasheet ¦ ACC(V) - Instrument Datasheet ¦ ACC(V) - Datasheet ¦ ACC(V) - Fan Datasheet ¦ ACC(V) - Fan Motor Datasheet ¦ ACC(V) - Gearbox Datasheet ¦ ACC(V) - Steam Jet Air Ejector Datasheet ¦ ACC(V) - Vacuum Pump Datasheet ¦ ACC(V) - Vacuum Pump Motor Datasheet ¦ ACC(V) - Cleaning Water Pump Datasheet ¦ ACC(V) - Cleaning Water Pump Motor Datasheet ¦ ACC(V) - Drain Pump Datasheet ¦ ACC(V) - Drain Pump Motor Datasheet ¦ ACC(V) - Expansion Joint Datasheet ¦ ACC(V) - Rupture Disc Datasheet | Directly supported by source title 'ACC(V) - Drain Pump Motor Datasheet'.
53 | ACC Vendor Document List | ACC Expansion Joint Data Sheet | 5667 | R&N | SAU4005-G104-MAG-&MDA-07345 ¦ SAU4005-G104-MAG-&EDA-07347 ¦ SAU4005-G104-MAG-&EDA-07386 ¦ SAU4005-G104-MAG-&MDA-07322 ¦ SAU4005-G104-MAG-&MDA-07325 ¦ SAU4005-G104-MAG-&EDA-07327 ¦ SAU4005-G104-MAG-&MDA-07329 ¦ SAU4005-G104-MAG-&MDA-07331 ¦ SAU4005-G104-MAG-&MDA-07333 ¦ SAU4005-G104-MAG-&EDA-07335 ¦ SAU4005-G104-MAG-&MDA-07337 ¦ SAU4005-G104-MAG-&EDA-07339 ¦ SAU4005-G104-MAG-&MDA-07341 ¦ SAU4005-G104-MAG-&EDA-07343 ¦ SAU4005-G104-MAG-&MDA-07352 ¦ SAU4005-G104-MAG-&MDA-07354 | ACC(V) - Electrical Lifting Hoist Datasheet ¦ ACC(V) - Electrical Lifting Hoist Motor Datasheet ¦ ACC(V) - Instrument Datasheet ¦ ACC(V) - Datasheet ¦ ACC(V) - Fan Datasheet ¦ ACC(V) - Fan Motor Datasheet ¦ ACC(V) - Gearbox Datasheet ¦ ACC(V) - Steam Jet Air Ejector Datasheet ¦ ACC(V) - Vacuum Pump Datasheet ¦ ACC(V) - Vacuum Pump Motor Datasheet ¦ ACC(V) - Cleaning Water Pump Datasheet ¦ ACC(V) - Cleaning Water Pump Motor Datasheet ¦ ACC(V) - Drain Pump Datasheet ¦ ACC(V) - Drain Pump Motor Datasheet ¦ ACC(V) - Expansion Joint Datasheet ¦ ACC(V) - Rupture Disc Datasheet | Directly supported by source title 'ACC(V) - Expansion Joint Datasheet'.
54 | ACC Vendor Document List | ACC Rupture Disc Data Sheet | 5667 | R&N | SAU4005-G104-MAG-&MDA-07345 ¦ SAU4005-G104-MAG-&EDA-07347 ¦ SAU4005-G104-MAG-&EDA-07386 ¦ SAU4005-G104-MAG-&MDA-07322 ¦ SAU4005-G104-MAG-&MDA-07325 ¦ SAU4005-G104-MAG-&EDA-07327 ¦ SAU4005-G104-MAG-&MDA-07329 ¦ SAU4005-G104-MAG-&MDA-07331 ¦ SAU4005-G104-MAG-&MDA-07333 ¦ SAU4005-G104-MAG-&EDA-07335 ¦ SAU4005-G104-MAG-&MDA-07337 ¦ SAU4005-G104-MAG-&EDA-07339 ¦ SAU4005-G104-MAG-&MDA-07341 ¦ SAU4005-G104-MAG-&EDA-07343 ¦ SAU4005-G104-MAG-&MDA-07352 ¦ SAU4005-G104-MAG-&MDA-07354 | ACC(V) - Electrical Lifting Hoist Datasheet ¦ ACC(V) - Electrical Lifting Hoist Motor Datasheet ¦ ACC(V) - Instrument Datasheet ¦ ACC(V) - Datasheet ¦ ACC(V) - Fan Datasheet ¦ ACC(V) - Fan Motor Datasheet ¦ ACC(V) - Gearbox Datasheet ¦ ACC(V) - Steam Jet Air Ejector Datasheet ¦ ACC(V) - Vacuum Pump Datasheet ¦ ACC(V) - Vacuum Pump Motor Datasheet ¦ ACC(V) - Cleaning Water Pump Datasheet ¦ ACC(V) - Cleaning Water Pump Motor Datasheet ¦ ACC(V) - Drain Pump Datasheet ¦ ACC(V) - Drain Pump Motor Datasheet ¦ ACC(V) - Expansion Joint Datasheet ¦ ACC(V) - Rupture Disc Datasheet | Directly supported by source title 'ACC(V) - Rupture Disc Datasheet'.
55 | ACC Vendor Document List | ACC Electrical Load List | 5679 | R&N | SAU4005-G104-MAG-&EEC-07394 ¦ SAU4005-G104-MAG-&EPD-07385 ¦ SAU4005-G104-MAG-&EPD-09400 ¦ SAU4005-G104-MAG-&MPC-07310 ¦ SAU4005-G104-MAG-&MPD-07357 ¦ SAU4005-G104-MAG-&EPF-07397 ¦ SAU4005-G104-MAG-&MPB-07324 ¦ SAU4005-G104-MAG-&MPD-07374 | ACC(V) - Elec. Load list ¦ ACC(V) - Instrument List ¦ ACC(V) - Drive list (MOVs, Motors, Control valves, Solenoid valves, etc..) ¦ ACC(V) - Terminal Point List ¦ ACC(V) - Equipment List ¦ ACC(V) - Hardwired IO list ¦ ACC(V) - Valve List ¦ ACC(V) - Pipe Line List | Directly supported by source title 'ACC(V) - Elec. Load list'.
56 | ACC Vendor Document List | ACC Instrument List | 5679 | R&N | SAU4005-G104-MAG-&EEC-07394 ¦ SAU4005-G104-MAG-&EPD-07385 ¦ SAU4005-G104-MAG-&EPD-09400 ¦ SAU4005-G104-MAG-&MPC-07310 ¦ SAU4005-G104-MAG-&MPD-07357 ¦ SAU4005-G104-MAG-&EPF-07397 ¦ SAU4005-G104-MAG-&MPB-07324 ¦ SAU4005-G104-MAG-&MPD-07374 | ACC(V) - Elec. Load list ¦ ACC(V) - Instrument List ¦ ACC(V) - Drive list (MOVs, Motors, Control valves, Solenoid valves, etc..) ¦ ACC(V) - Terminal Point List ¦ ACC(V) - Equipment List ¦ ACC(V) - Hardwired IO list ¦ ACC(V) - Valve List ¦ ACC(V) - Pipe Line List | Directly supported by source title 'ACC(V) - Instrument List'.
57 | ACC Vendor Document List | ACC Drive List (MOVs, Motors, Control Valves, Solenoid Valves) | 5679 | R&N | SAU4005-G104-MAG-&EEC-07394 ¦ SAU4005-G104-MAG-&EPD-07385 ¦ SAU4005-G104-MAG-&EPD-09400 ¦ SAU4005-G104-MAG-&MPC-07310 ¦ SAU4005-G104-MAG-&MPD-07357 ¦ SAU4005-G104-MAG-&EPF-07397 ¦ SAU4005-G104-MAG-&MPB-07324 ¦ SAU4005-G104-MAG-&MPD-07374 | ACC(V) - Elec. Load list ¦ ACC(V) - Instrument List ¦ ACC(V) - Drive list (MOVs, Motors, Control valves, Solenoid valves, etc..) ¦ ACC(V) - Terminal Point List ¦ ACC(V) - Equipment List ¦ ACC(V) - Hardwired IO list ¦ ACC(V) - Valve List ¦ ACC(V) - Pipe Line List | Standardized from source title 'ACC(V) - Drive list (MOVs, Motors, Control valves, Solenoid valves, etc..)'.
58 | ACC Vendor Document List | ACC Terminal Point List | 5679 | R&N | SAU4005-G104-MAG-&EEC-07394 ¦ SAU4005-G104-MAG-&EPD-07385 ¦ SAU4005-G104-MAG-&EPD-09400 ¦ SAU4005-G104-MAG-&MPC-07310 ¦ SAU4005-G104-MAG-&MPD-07357 ¦ SAU4005-G104-MAG-&EPF-07397 ¦ SAU4005-G104-MAG-&MPB-07324 ¦ SAU4005-G104-MAG-&MPD-07374 | ACC(V) - Elec. Load list ¦ ACC(V) - Instrument List ¦ ACC(V) - Drive list (MOVs, Motors, Control valves, Solenoid valves, etc..) ¦ ACC(V) - Terminal Point List ¦ ACC(V) - Equipment List ¦ ACC(V) - Hardwired IO list ¦ ACC(V) - Valve List ¦ ACC(V) - Pipe Line List | Directly supported by source title 'ACC(V) - Terminal Point List'.
59 | ACC Vendor Document List | ACC Equipment List | 5679 | R&N | SAU4005-G104-MAG-&EEC-07394 ¦ SAU4005-G104-MAG-&EPD-07385 ¦ SAU4005-G104-MAG-&EPD-09400 ¦ SAU4005-G104-MAG-&MPC-07310 ¦ SAU4005-G104-MAG-&MPD-07357 ¦ SAU4005-G104-MAG-&EPF-07397 ¦ SAU4005-G104-MAG-&MPB-07324 ¦ SAU4005-G104-MAG-&MPD-07374 | ACC(V) - Elec. Load list ¦ ACC(V) - Instrument List ¦ ACC(V) - Drive list (MOVs, Motors, Control valves, Solenoid valves, etc..) ¦ ACC(V) - Terminal Point List ¦ ACC(V) - Equipment List ¦ ACC(V) - Hardwired IO list ¦ ACC(V) - Valve List ¦ ACC(V) - Pipe Line List | Directly supported by source title 'ACC(V) - Equipment List'.
60 | ACC Vendor Document List | ACC Hardwired I/O List | 5679 | R&N | SAU4005-G104-MAG-&EEC-07394 ¦ SAU4005-G104-MAG-&EPD-07385 ¦ SAU4005-G104-MAG-&EPD-09400 ¦ SAU4005-G104-MAG-&MPC-07310 ¦ SAU4005-G104-MAG-&MPD-07357 ¦ SAU4005-G104-MAG-&EPF-07397 ¦ SAU4005-G104-MAG-&MPB-07324 ¦ SAU4005-G104-MAG-&MPD-07374 | ACC(V) - Elec. Load list ¦ ACC(V) - Instrument List ¦ ACC(V) - Drive list (MOVs, Motors, Control valves, Solenoid valves, etc..) ¦ ACC(V) - Terminal Point List ¦ ACC(V) - Equipment List ¦ ACC(V) - Hardwired IO list ¦ ACC(V) - Valve List ¦ ACC(V) - Pipe Line List | Directly supported by source title 'ACC(V) - Hardwired IO list'.
61 | ACC Vendor Document List | ACC Valve List | 5679 | R&N | SAU4005-G104-MAG-&EEC-07394 ¦ SAU4005-G104-MAG-&EPD-07385 ¦ SAU4005-G104-MAG-&EPD-09400 ¦ SAU4005-G104-MAG-&MPC-07310 ¦ SAU4005-G104-MAG-&MPD-07357 ¦ SAU4005-G104-MAG-&EPF-07397 ¦ SAU4005-G104-MAG-&MPB-07324 ¦ SAU4005-G104-MAG-&MPD-07374 | ACC(V) - Elec. Load list ¦ ACC(V) - Instrument List ¦ ACC(V) - Drive list (MOVs, Motors, Control valves, Solenoid valves, etc..) ¦ ACC(V) - Terminal Point List ¦ ACC(V) - Equipment List ¦ ACC(V) - Hardwired IO list ¦ ACC(V) - Valve List ¦ ACC(V) - Pipe Line List | Directly supported by source title 'ACC(V) - Valve List'.
62 | ACC Vendor Document List | ACC Pipe Line List | 5679 | R&N | SAU4005-G104-MAG-&EEC-07394 ¦ SAU4005-G104-MAG-&EPD-07385 ¦ SAU4005-G104-MAG-&EPD-09400 ¦ SAU4005-G104-MAG-&MPC-07310 ¦ SAU4005-G104-MAG-&MPD-07357 ¦ SAU4005-G104-MAG-&EPF-07397 ¦ SAU4005-G104-MAG-&MPB-07324 ¦ SAU4005-G104-MAG-&MPD-07374 | ACC(V) - Elec. Load list ¦ ACC(V) - Instrument List ¦ ACC(V) - Drive list (MOVs, Motors, Control valves, Solenoid valves, etc..) ¦ ACC(V) - Terminal Point List ¦ ACC(V) - Equipment List ¦ ACC(V) - Hardwired IO list ¦ ACC(V) - Valve List ¦ ACC(V) - Pipe Line List | Directly supported by source title 'ACC(V) - Pipe Line List'.
63 | ACC Vendor Document List | ACC Lighting Panels Diagram | 5613 | Karabatan | T14211-7341-EL-361-0011 ¦ T14211-7300-IA-318-0009 | LIGHTING PANELS DIAGRAM FOR ACC ¦ Control Loop Diagram - Air Cooled Condenser | Standardized from source title 'LIGHTING PANELS DIAGRAM FOR ACC' and classified to Lighting & Small Power System.
64 | ACC Vendor Document List | ACC Control Loop Diagram | 5613 | Karabatan | T14211-7341-EL-361-0011 ¦ T14211-7300-IA-318-0009 | LIGHTING PANELS DIAGRAM FOR ACC ¦ Control Loop Diagram - Air Cooled Condenser | Directly supported by source title 'Control Loop Diagram - Air Cooled Condenser'.
65 | ACC Vendor Document List | ACC Illumination Level Calculation | 5846 | Karabatan | T14211-7341-EL-385-0011 | ILLUMINATION LEVEL CALCULATION FOR ACC | Directly supported by source title 'ILLUMINATION LEVEL CALCULATION FOR ACC'.
66 | ACC Vendor Document List | ACC Electrical Load List | 5937 | Fadhili ¦ Karabatan | T16182-XB00-P0MAG-123023 ¦ T16182-YL00-P0MAG-123031 ¦ T14211-7341-04-ME-B18-002 ¦ T14211-7328-04-ME-B19-002 ¦ T16182-XS00-P0MAG-123005 ¦ T16182-XJ00-P0MAG-123019 ¦ T16182-YT01-P0MAG-123038 ¦ T16182-YD00-P0MAG-123039 ¦ T14211-7341-04-ME-B18-001 ¦ T14211-7328-04-ME-B19-001 ¦ T14211-7341-04-ME-B18-003 ¦ T14211-7328-04-ME-B19-003 | ACC - ELECTRICAL LOAD LIST ¦ ACC - INSTRUMENT LIST ¦ Air Cooled Condenser_Instrument List ¦ ACC - EQUIPMENT LIST ¦ ACC - LINE LIST ¦ ACC - TERMINAL POINT LIST ¦ ACC - UTILITY CONSUMPTION LIST ¦ Air Cooled Condenser_EquipmentList ¦ Air Cooled Condenser_Valve List | Standardized from source title 'ACC - ELECTRICAL LOAD LIST' within mixed list bundle; split into specific ACC vendor list deliverable.
67 | ACC Vendor Document List | ACC Instrument List | 5937 | Fadhili ¦ Karabatan | T16182-XB00-P0MAG-123023 ¦ T16182-YL00-P0MAG-123031 ¦ T14211-7341-04-ME-B18-002 ¦ T14211-7328-04-ME-B19-002 ¦ T16182-XS00-P0MAG-123005 ¦ T16182-XJ00-P0MAG-123019 ¦ T16182-YT01-P0MAG-123038 ¦ T16182-YD00-P0MAG-123039 ¦ T14211-7341-04-ME-B18-001 ¦ T14211-7328-04-ME-B19-001 ¦ T14211-7341-04-ME-B18-003 ¦ T14211-7328-04-ME-B19-003 | ACC - ELECTRICAL LOAD LIST ¦ ACC - INSTRUMENT LIST ¦ Air Cooled Condenser_Instrument List ¦ ACC - EQUIPMENT LIST ¦ ACC - LINE LIST ¦ ACC - TERMINAL POINT LIST ¦ ACC - UTILITY CONSUMPTION LIST ¦ Air Cooled Condenser_EquipmentList ¦ Air Cooled Condenser_Valve List | Separated 'ACC - INSTRUMENT LIST / Air Cooled Condenser_Instrument List' from bundled lists into a distinct vendor deliverable.
68 | ACC Vendor Document List | ACC Equipment List | 5937 | Fadhili ¦ Karabatan | T16182-XB00-P0MAG-123023 ¦ T16182-YL00-P0MAG-123031 ¦ T14211-7341-04-ME-B18-002 ¦ T14211-7328-04-ME-B19-002 ¦ T16182-XS00-P0MAG-123005 ¦ T16182-XJ00-P0MAG-123019 ¦ T16182-YT01-P0MAG-123038 ¦ T16182-YD00-P0MAG-123039 ¦ T14211-7341-04-ME-B18-001 ¦ T14211-7328-04-ME-B19-001 ¦ T14211-7341-04-ME-B18-003 ¦ T14211-7328-04-ME-B19-003 | ACC - ELECTRICAL LOAD LIST ¦ ACC - INSTRUMENT LIST ¦ Air Cooled Condenser_Instrument List ¦ ACC - EQUIPMENT LIST ¦ ACC - LINE LIST ¦ ACC - TERMINAL POINT LIST ¦ ACC - UTILITY CONSUMPTION LIST ¦ Air Cooled Condenser_EquipmentList ¦ Air Cooled Condenser_Valve List | Separated 'ACC - EQUIPMENT LIST / Air Cooled Condenser_EquipmentList' from bundled lists.
69 | ACC Vendor Document List | ACC Line List | 5937 | Fadhili ¦ Karabatan | T16182-XB00-P0MAG-123023 ¦ T16182-YL00-P0MAG-123031 ¦ T14211-7341-04-ME-B18-002 ¦ T14211-7328-04-ME-B19-002 ¦ T16182-XS00-P0MAG-123005 ¦ T16182-XJ00-P0MAG-123019 ¦ T16182-YT01-P0MAG-123038 ¦ T16182-YD00-P0MAG-123039 ¦ T14211-7341-04-ME-B18-001 ¦ T14211-7328-04-ME-B19-001 ¦ T14211-7341-04-ME-B18-003 ¦ T14211-7328-04-ME-B19-003 | ACC - ELECTRICAL LOAD LIST ¦ ACC - INSTRUMENT LIST ¦ Air Cooled Condenser_Instrument List ¦ ACC - EQUIPMENT LIST ¦ ACC - LINE LIST ¦ ACC - TERMINAL POINT LIST ¦ ACC - UTILITY CONSUMPTION LIST ¦ Air Cooled Condenser_EquipmentList ¦ Air Cooled Condenser_Valve List | Separated 'ACC - LINE LIST' from bundled lists; mapped to Piping System.
70 | ACC Vendor Document List | ACC Valve List | 5937 | Fadhili ¦ Karabatan | T16182-XB00-P0MAG-123023 ¦ T16182-YL00-P0MAG-123031 ¦ T14211-7341-04-ME-B18-002 ¦ T14211-7328-04-ME-B19-002 ¦ T16182-XS00-P0MAG-123005 ¦ T16182-XJ00-P0MAG-123019 ¦ T16182-YT01-P0MAG-123038 ¦ T16182-YD00-P0MAG-123039 ¦ T14211-7341-04-ME-B18-001 ¦ T14211-7328-04-ME-B19-001 ¦ T14211-7341-04-ME-B18-003 ¦ T14211-7328-04-ME-B19-003 | ACC - ELECTRICAL LOAD LIST ¦ ACC - INSTRUMENT LIST ¦ Air Cooled Condenser_Instrument List ¦ ACC - EQUIPMENT LIST ¦ ACC - LINE LIST ¦ ACC - TERMINAL POINT LIST ¦ ACC - UTILITY CONSUMPTION LIST ¦ Air Cooled Condenser_EquipmentList ¦ Air Cooled Condenser_Valve List | Merged duplicate scope evidence for valve list from 5937 ('Air Cooled Condenser_Valve List') and 2031 ('ACC - MANUAL VALVE LIST').
70 | ACC Vendor Document List | ACC Valve List | 2031 | Fadhili ¦ Karabatan | T16182-VN01-P0MAG-123047 ¦ T14211-7341-04-ME-B27-001 ¦ T16182-YT01-P0MAG-123014 | ACC ERECTION MANUAL ¦ OPERATION & MAINTENANCE Manual for Air Cooled Condenser ¦ ACC - MANUAL VALVE LIST | Merged duplicate scope evidence for valve list from 5937 ('Air Cooled Condenser_Valve List') and 2031 ('ACC - MANUAL VALVE LIST').
71 | ACC Vendor Document List | ACC Terminal Point List | 5937 | Fadhili ¦ Karabatan | T16182-XB00-P0MAG-123023 ¦ T16182-YL00-P0MAG-123031 ¦ T14211-7341-04-ME-B18-002 ¦ T14211-7328-04-ME-B19-002 ¦ T16182-XS00-P0MAG-123005 ¦ T16182-XJ00-P0MAG-123019 ¦ T16182-YT01-P0MAG-123038 ¦ T16182-YD00-P0MAG-123039 ¦ T14211-7341-04-ME-B18-001 ¦ T14211-7328-04-ME-B19-001 ¦ T14211-7341-04-ME-B18-003 ¦ T14211-7328-04-ME-B19-003 | ACC - ELECTRICAL LOAD LIST ¦ ACC - INSTRUMENT LIST ¦ Air Cooled Condenser_Instrument List ¦ ACC - EQUIPMENT LIST ¦ ACC - LINE LIST ¦ ACC - TERMINAL POINT LIST ¦ ACC - UTILITY CONSUMPTION LIST ¦ Air Cooled Condenser_EquipmentList ¦ Air Cooled Condenser_Valve List | Separated 'ACC - TERMINAL POINT LIST' from bundled lists; classified under I&C deliverables.
72 | ACC Vendor Document List | ACC Utility Consumption List | 5937 | Fadhili ¦ Karabatan | T16182-XB00-P0MAG-123023 ¦ T16182-YL00-P0MAG-123031 ¦ T14211-7341-04-ME-B18-002 ¦ T14211-7328-04-ME-B19-002 ¦ T16182-XS00-P0MAG-123005 ¦ T16182-XJ00-P0MAG-123019 ¦ T16182-YT01-P0MAG-123038 ¦ T16182-YD00-P0MAG-123039 ¦ T14211-7341-04-ME-B18-001 ¦ T14211-7328-04-ME-B19-001 ¦ T14211-7341-04-ME-B18-003 ¦ T14211-7328-04-ME-B19-003 | ACC - ELECTRICAL LOAD LIST ¦ ACC - INSTRUMENT LIST ¦ Air Cooled Condenser_Instrument List ¦ ACC - EQUIPMENT LIST ¦ ACC - LINE LIST ¦ ACC - TERMINAL POINT LIST ¦ ACC - UTILITY CONSUMPTION LIST ¦ Air Cooled Condenser_EquipmentList ¦ Air Cooled Condenser_Valve List | Separated 'ACC - UTILITY CONSUMPTION LIST' from bundled lists.
73 | ACC Vendor Document List | ACC Control Logic Diagram | 6614 | Fadhili ¦ Karabatan ¦ Turkistan | T16182-YM02-P0MAG-123029 ¦ T14211-7300-IA-315-0009 ¦ CCP-W-B116-04-ME-K11-0001 | ACC - CONTROL LOGIC & LOOP DIAGRAM ¦ Control Logic Diagram - Air Cooled Condenser ¦ Air Cooled Condenser_Control Logic Diagram | Merged equivalent deliverables 'ACC - CONTROL LOGIC & LOOP DIAGRAM / Control Logic Diagram - Air Cooled Condenser / ACC(V) - Control Logic Diagram' into one standardized ACC control logic diagram deliverable (vendor scope).
73 | ACC Vendor Document List | ACC Control Logic Diagram | 6615 | R&N | SAU4005-G104-MAG-&EFF-07384 | ACC(V) - Control Logic Diagram | Merged equivalent deliverables 'ACC - CONTROL LOGIC & LOOP DIAGRAM / Control Logic Diagram - Air Cooled Condenser / ACC(V) - Control Logic Diagram' into one standardized ACC control logic diagram deliverable (vendor scope).
74 | ACC Vendor Document List | ACC I & C Wiring Diagram | 6741 | Fadhili ¦ Karabatan ¦ Turkistan | T16182-YR04-P0MAG-123030 ¦ T14211- 7300-IA-308-0005 ¦ CCP-W-B116-04-ME-H03-0001 | ACC - I&C WIRING DIAGRAMS ¦ Interconnection Wiring Diagram (BOP) - Air Cooled Condenser ¦ Air Cooled Condenser_Wiring Diagram | Standardized from 'ACC - I&C WIRING DIAGRAMS / Air Cooled Condenser_Wiring Diagram'; kept ACC scope only.
75 | ACC Vendor Document List | ACC I & C Cable Interconnection Document | 6709 | Fadhili ¦ Karabatan ¦ R&N | SAU4005-G000-C__-&EMA-00839 ¦ T16182-VN01-P0MAG-123055 ¦ T14211-7328-04-ME-B99-007 | I & C cable interconnection document for Air Cooled Condenser ¦ WINDWALL LOGO FOR AIR COOLED CONDENSER ¦ Air Cooled Condenser_FAN CONTROL STEPS | Standardized from 'I & C cable interconnection document for Air Cooled Condenser'; other non-document items in same row treated as separate/ignored for MDL standardization.
76 | ACC Vendor Document List | ACC Instrument Hook-Up Drawing | 7064 | Fadhili | T16182-YT02-P0MAG-123035 | ACC - INSTRUMENTATION HOOK - UP DRAWING | Merged equivalent ACC instrument hook-up drawing evidence from 7064 ('ACC - INSTRUMENTATION HOOK - UP DRAWING') and 7040 ('ACC(V) - Instrument Hook-up Drawing').
76 | ACC Vendor Document List | ACC Instrument Hook-Up Drawing | 7040 | R&N | SAU4005-G104-MAG-&ELD-07387 | ACC(V) - Instrument Hook-up Drawing | Merged equivalent ACC instrument hook-up drawing evidence from 7064 ('ACC - INSTRUMENTATION HOOK - UP DRAWING') and 7040 ('ACC(V) - Instrument Hook-up Drawing').
77 | ACC Vendor Document List | ACC Instrument Calibration Sheet | 7039 | Fadhili | T16182-YL01-P0MAG-123034 | ACC - INSTRUMENT CALIBRATION SHEET | Standardized from 'ACC - INSTRUMENT CALIBRATION SHEET'.
78 | ACC Vendor Document List | ACC General Arrangement Drawing | 2121 | Fadhili ¦ Karabatan ¦ R&N ¦ Turkistan | T16182-YD00-P0MAG-123001 ¦ T14211-7341-04-ME-B01-001 ¦ T14211-7328-04-ME-B01-001 ¦ SAU4005-G000-URC-&MLD-00340 ¦ CCP-W-B116-04-ME-B01-0001 | ACC - GENERAL ARRANGEMENT DRAWING ¦ Air Cooled Condenser_GENERAL ARRANGEMENT ¦ General Arrangement of ACC Area ¦ Air Cooled Condenser_General Arrangement | Merged equivalent GA naming variants ('ACC - GENERAL ARRANGEMENT DRAWING', 'General Arrangement of ACC Area').
79 | ACC Vendor Document List | ACC Windwall Drawing | 6707 | Fadhili | T16182-YV02-P0MAG-123033 ¦ T16182-VN01-P0MAG-123045 ¦ T16182-VN01-P0MAG-123046 ¦ T16182-XA00-P0MAG-123048 ¦ T16182-XA00-P0MAG-123049 ¦ T16182-VN01-P0MAG-123050 | ACC - INSTRUMENT DRAWING ¦ ACC ERECTION DRAWING ¦ ACC REFERENCE DRAWING ¦ ACC - HOLDING EJECTOR DRAWING ¦ ACC - HOGGING EJECTOR DRAWING ¦ ACC - WINDWALL DRAWING | Split from vendor package drawing bundle based on explicit source title 'ACC - WINDWALL DRAWING'.
80 | ACC Vendor Document List | ACC Erection Drawing | 6707 | Fadhili | T16182-YV02-P0MAG-123033 ¦ T16182-VN01-P0MAG-123045 ¦ T16182-VN01-P0MAG-123046 ¦ T16182-XA00-P0MAG-123048 ¦ T16182-XA00-P0MAG-123049 ¦ T16182-VN01-P0MAG-123050 | ACC - INSTRUMENT DRAWING ¦ ACC ERECTION DRAWING ¦ ACC REFERENCE DRAWING ¦ ACC - HOLDING EJECTOR DRAWING ¦ ACC - HOGGING EJECTOR DRAWING ¦ ACC - WINDWALL DRAWING | Split from vendor package drawing bundle based on explicit source title 'ACC ERECTION DRAWING'.
81 | ACC Vendor Document List | ACC Reference Drawing | 6707 | Fadhili | T16182-YV02-P0MAG-123033 ¦ T16182-VN01-P0MAG-123045 ¦ T16182-VN01-P0MAG-123046 ¦ T16182-XA00-P0MAG-123048 ¦ T16182-XA00-P0MAG-123049 ¦ T16182-VN01-P0MAG-123050 | ACC - INSTRUMENT DRAWING ¦ ACC ERECTION DRAWING ¦ ACC REFERENCE DRAWING ¦ ACC - HOLDING EJECTOR DRAWING ¦ ACC - HOGGING EJECTOR DRAWING ¦ ACC - WINDWALL DRAWING | Split from vendor package drawing bundle based on explicit source title 'ACC REFERENCE DRAWING'.
82 | ACC Vendor Document List | ACC Holding Ejector Drawing | 6707 | Fadhili | T16182-YV02-P0MAG-123033 ¦ T16182-VN01-P0MAG-123045 ¦ T16182-VN01-P0MAG-123046 ¦ T16182-XA00-P0MAG-123048 ¦ T16182-XA00-P0MAG-123049 ¦ T16182-VN01-P0MAG-123050 | ACC - INSTRUMENT DRAWING ¦ ACC ERECTION DRAWING ¦ ACC REFERENCE DRAWING ¦ ACC - HOLDING EJECTOR DRAWING ¦ ACC - HOGGING EJECTOR DRAWING ¦ ACC - WINDWALL DRAWING | Split from vendor package drawing bundle based on explicit source title 'ACC - HOLDING EJECTOR DRAWING'.
83 | ACC Vendor Document List | ACC Hogging Ejector Drawing | 6707 | Fadhili | T16182-YV02-P0MAG-123033 ¦ T16182-VN01-P0MAG-123045 ¦ T16182-VN01-P0MAG-123046 ¦ T16182-XA00-P0MAG-123048 ¦ T16182-XA00-P0MAG-123049 ¦ T16182-VN01-P0MAG-123050 | ACC - INSTRUMENT DRAWING ¦ ACC ERECTION DRAWING ¦ ACC REFERENCE DRAWING ¦ ACC - HOLDING EJECTOR DRAWING ¦ ACC - HOGGING EJECTOR DRAWING ¦ ACC - WINDWALL DRAWING | Split from vendor package drawing bundle based on explicit source title 'ACC - HOGGING EJECTOR DRAWING'.
84 | ACC Vendor Document List | ACC Instrument Drawing | 6707 | Fadhili | T16182-YV02-P0MAG-123033 ¦ T16182-VN01-P0MAG-123045 ¦ T16182-VN01-P0MAG-123046 ¦ T16182-XA00-P0MAG-123048 ¦ T16182-XA00-P0MAG-123049 ¦ T16182-VN01-P0MAG-123050 | ACC - INSTRUMENT DRAWING ¦ ACC ERECTION DRAWING ¦ ACC REFERENCE DRAWING ¦ ACC - HOLDING EJECTOR DRAWING ¦ ACC - HOGGING EJECTOR DRAWING ¦ ACC - WINDWALL DRAWING | Split from vendor package drawing bundle based on explicit source title 'ACC - INSTRUMENT DRAWING'.
85 | ACC Vendor Document List | ACC Condensate Collecting Tank Outline Drawing | 6692 | Fadhili ¦ Karabatan ¦ Turkistan | CCP-W-B116-04-ME-H04-0001 ¦ T16182-XW01-P0MAG-123007 ¦ T16182-XH02-P0MAG-123015 ¦ T14211-7341-04-ME-B34-001 ¦ T14211-7341-04-ME-B34-002 ¦ T14211-7341-04-ME-B34-003 ¦ T14211-7341-04-ME-E27-001 ¦ T14211-7341-04-ME-B34-004 ¦ T14211-7341-04-ME-B34-005 ¦ T14211-7341-04-ME-B34-006 ¦ T14211-7328-04-ME-B34-001 ¦ T14211-7328-04-ME-B34-002 ¦ T14211-7328-04-ME-B34-003 ¦ T14211-7328-04-ME-E27-001 ¦ T14211-7328-04-ME-B34-004 ¦ T14211-7328-04-ME-B34-005 ¦ T14211-7328-04-ME-B34-006 ¦ CCP-W-B116-04-ME-B16-0008 | Air Cooled Condenser_Instrument Installation Detail Drawing ¦ ACC - CONDENSATE COLLECTING TANK OUTLINE DRAWING ¦ ACC - MANUAL VALVE OUTLINE DRAWING ¦ Air Cooled Condenser_CONDENSATE COLLECTION TANK Outline Drawing ¦ Air Cooled Condenser_Gearbox Outline Drawing ¦ Air Cooled Condenser_Vacuum pump Outline Drawing ¦ Air Cooled Condenser_Fan Motor Outline Drawing ¦ Air Cooled Condenser_Fan Outline Drawing ¦ Air Cooled Condenser_CLEANING WATER PUMP Outline Drawing ¦ Air Cooled Condenser_Condensate Drain Pump Outline Drawing ¦ Air Cooled Condenser_Condensate Collecting Tank Outline Drawing | Standardized from multiple outline drawing variants for condensate collecting/collection tank under ACC.
86 | ACC Vendor Document List | ACC Gearbox Outline Drawing | 6692 | Fadhili ¦ Karabatan ¦ Turkistan | CCP-W-B116-04-ME-H04-0001 ¦ T16182-XW01-P0MAG-123007 ¦ T16182-XH02-P0MAG-123015 ¦ T14211-7341-04-ME-B34-001 ¦ T14211-7341-04-ME-B34-002 ¦ T14211-7341-04-ME-B34-003 ¦ T14211-7341-04-ME-E27-001 ¦ T14211-7341-04-ME-B34-004 ¦ T14211-7341-04-ME-B34-005 ¦ T14211-7341-04-ME-B34-006 ¦ T14211-7328-04-ME-B34-001 ¦ T14211-7328-04-ME-B34-002 ¦ T14211-7328-04-ME-B34-003 ¦ T14211-7328-04-ME-E27-001 ¦ T14211-7328-04-ME-B34-004 ¦ T14211-7328-04-ME-B34-005 ¦ T14211-7328-04-ME-B34-006 ¦ CCP-W-B116-04-ME-B16-0008 | Air Cooled Condenser_Instrument Installation Detail Drawing ¦ ACC - CONDENSATE COLLECTING TANK OUTLINE DRAWING ¦ ACC - MANUAL VALVE OUTLINE DRAWING ¦ Air Cooled Condenser_CONDENSATE COLLECTION TANK Outline Drawing ¦ Air Cooled Condenser_Gearbox Outline Drawing ¦ Air Cooled Condenser_Vacuum pump Outline Drawing ¦ Air Cooled Condenser_Fan Motor Outline Drawing ¦ Air Cooled Condenser_Fan Outline Drawing ¦ Air Cooled Condenser_CLEANING WATER PUMP Outline Drawing ¦ Air Cooled Condenser_Condensate Drain Pump Outline Drawing ¦ Air Cooled Condenser_Condensate Collecting Tank Outline Drawing | Standardized from 'Air Cooled Condenser_Gearbox Outline Drawing'.
87 | ACC Vendor Document List | ACC Vacuum Pump Outline Drawing | 6692 | Fadhili ¦ Karabatan ¦ Turkistan | CCP-W-B116-04-ME-H04-0001 ¦ T16182-XW01-P0MAG-123007 ¦ T16182-XH02-P0MAG-123015 ¦ T14211-7341-04-ME-B34-001 ¦ T14211-7341-04-ME-B34-002 ¦ T14211-7341-04-ME-B34-003 ¦ T14211-7341-04-ME-E27-001 ¦ T14211-7341-04-ME-B34-004 ¦ T14211-7341-04-ME-B34-005 ¦ T14211-7341-04-ME-B34-006 ¦ T14211-7328-04-ME-B34-001 ¦ T14211-7328-04-ME-B34-002 ¦ T14211-7328-04-ME-B34-003 ¦ T14211-7328-04-ME-E27-001 ¦ T14211-7328-04-ME-B34-004 ¦ T14211-7328-04-ME-B34-005 ¦ T14211-7328-04-ME-B34-006 ¦ CCP-W-B116-04-ME-B16-0008 | Air Cooled Condenser_Instrument Installation Detail Drawing ¦ ACC - CONDENSATE COLLECTING TANK OUTLINE DRAWING ¦ ACC - MANUAL VALVE OUTLINE DRAWING ¦ Air Cooled Condenser_CONDENSATE COLLECTION TANK Outline Drawing ¦ Air Cooled Condenser_Gearbox Outline Drawing ¦ Air Cooled Condenser_Vacuum pump Outline Drawing ¦ Air Cooled Condenser_Fan Motor Outline Drawing ¦ Air Cooled Condenser_Fan Outline Drawing ¦ Air Cooled Condenser_CLEANING WATER PUMP Outline Drawing ¦ Air Cooled Condenser_Condensate Drain Pump Outline Drawing ¦ Air Cooled Condenser_Condensate Collecting Tank Outline Drawing | Standardized from 'Air Cooled Condenser_Vacuum pump Outline Drawing'.
88 | ACC Vendor Document List | ACC Fan Motor Outline Drawing | 6692 | Fadhili ¦ Karabatan ¦ Turkistan | CCP-W-B116-04-ME-H04-0001 ¦ T16182-XW01-P0MAG-123007 ¦ T16182-XH02-P0MAG-123015 ¦ T14211-7341-04-ME-B34-001 ¦ T14211-7341-04-ME-B34-002 ¦ T14211-7341-04-ME-B34-003 ¦ T14211-7341-04-ME-E27-001 ¦ T14211-7341-04-ME-B34-004 ¦ T14211-7341-04-ME-B34-005 ¦ T14211-7341-04-ME-B34-006 ¦ T14211-7328-04-ME-B34-001 ¦ T14211-7328-04-ME-B34-002 ¦ T14211-7328-04-ME-B34-003 ¦ T14211-7328-04-ME-E27-001 ¦ T14211-7328-04-ME-B34-004 ¦ T14211-7328-04-ME-B34-005 ¦ T14211-7328-04-ME-B34-006 ¦ CCP-W-B116-04-ME-B16-0008 | Air Cooled Condenser_Instrument Installation Detail Drawing ¦ ACC - CONDENSATE COLLECTING TANK OUTLINE DRAWING ¦ ACC - MANUAL VALVE OUTLINE DRAWING ¦ Air Cooled Condenser_CONDENSATE COLLECTION TANK Outline Drawing ¦ Air Cooled Condenser_Gearbox Outline Drawing ¦ Air Cooled Condenser_Vacuum pump Outline Drawing ¦ Air Cooled Condenser_Fan Motor Outline Drawing ¦ Air Cooled Condenser_Fan Outline Drawing ¦ Air Cooled Condenser_CLEANING WATER PUMP Outline Drawing ¦ Air Cooled Condenser_Condensate Drain Pump Outline Drawing ¦ Air Cooled Condenser_Condensate Collecting Tank Outline Drawing | Standardized from 'Air Cooled Condenser_Fan Motor Outline Drawing'.
89 | ACC Vendor Document List | ACC Fan Outline Drawing | 6692 | Fadhili ¦ Karabatan ¦ Turkistan | CCP-W-B116-04-ME-H04-0001 ¦ T16182-XW01-P0MAG-123007 ¦ T16182-XH02-P0MAG-123015 ¦ T14211-7341-04-ME-B34-001 ¦ T14211-7341-04-ME-B34-002 ¦ T14211-7341-04-ME-B34-003 ¦ T14211-7341-04-ME-E27-001 ¦ T14211-7341-04-ME-B34-004 ¦ T14211-7341-04-ME-B34-005 ¦ T14211-7341-04-ME-B34-006 ¦ T14211-7328-04-ME-B34-001 ¦ T14211-7328-04-ME-B34-002 ¦ T14211-7328-04-ME-B34-003 ¦ T14211-7328-04-ME-E27-001 ¦ T14211-7328-04-ME-B34-004 ¦ T14211-7328-04-ME-B34-005 ¦ T14211-7328-04-ME-B34-006 ¦ CCP-W-B116-04-ME-B16-0008 | Air Cooled Condenser_Instrument Installation Detail Drawing ¦ ACC - CONDENSATE COLLECTING TANK OUTLINE DRAWING ¦ ACC - MANUAL VALVE OUTLINE DRAWING ¦ Air Cooled Condenser_CONDENSATE COLLECTION TANK Outline Drawing ¦ Air Cooled Condenser_Gearbox Outline Drawing ¦ Air Cooled Condenser_Vacuum pump Outline Drawing ¦ Air Cooled Condenser_Fan Motor Outline Drawing ¦ Air Cooled Condenser_Fan Outline Drawing ¦ Air Cooled Condenser_CLEANING WATER PUMP Outline Drawing ¦ Air Cooled Condenser_Condensate Drain Pump Outline Drawing ¦ Air Cooled Condenser_Condensate Collecting Tank Outline Drawing | Standardized from 'Air Cooled Condenser_Fan Outline Drawing'.
90 | ACC Vendor Document List | ACC Cleaning Water Pump Outline Drawing | 6692 | Fadhili ¦ Karabatan ¦ Turkistan | CCP-W-B116-04-ME-H04-0001 ¦ T16182-XW01-P0MAG-123007 ¦ T16182-XH02-P0MAG-123015 ¦ T14211-7341-04-ME-B34-001 ¦ T14211-7341-04-ME-B34-002 ¦ T14211-7341-04-ME-B34-003 ¦ T14211-7341-04-ME-E27-001 ¦ T14211-7341-04-ME-B34-004 ¦ T14211-7341-04-ME-B34-005 ¦ T14211-7341-04-ME-B34-006 ¦ T14211-7328-04-ME-B34-001 ¦ T14211-7328-04-ME-B34-002 ¦ T14211-7328-04-ME-B34-003 ¦ T14211-7328-04-ME-E27-001 ¦ T14211-7328-04-ME-B34-004 ¦ T14211-7328-04-ME-B34-005 ¦ T14211-7328-04-ME-B34-006 ¦ CCP-W-B116-04-ME-B16-0008 | Air Cooled Condenser_Instrument Installation Detail Drawing ¦ ACC - CONDENSATE COLLECTING TANK OUTLINE DRAWING ¦ ACC - MANUAL VALVE OUTLINE DRAWING ¦ Air Cooled Condenser_CONDENSATE COLLECTION TANK Outline Drawing ¦ Air Cooled Condenser_Gearbox Outline Drawing ¦ Air Cooled Condenser_Vacuum pump Outline Drawing ¦ Air Cooled Condenser_Fan Motor Outline Drawing ¦ Air Cooled Condenser_Fan Outline Drawing ¦ Air Cooled Condenser_CLEANING WATER PUMP Outline Drawing ¦ Air Cooled Condenser_Condensate Drain Pump Outline Drawing ¦ Air Cooled Condenser_Condensate Collecting Tank Outline Drawing | Standardized from 'Air Cooled Condenser_CLEANING WATER PUMP Outline Drawing'.
91 | ACC Vendor Document List | ACC Condensate Drain Pump Outline Drawing | 6692 | Fadhili ¦ Karabatan ¦ Turkistan | CCP-W-B116-04-ME-H04-0001 ¦ T16182-XW01-P0MAG-123007 ¦ T16182-XH02-P0MAG-123015 ¦ T14211-7341-04-ME-B34-001 ¦ T14211-7341-04-ME-B34-002 ¦ T14211-7341-04-ME-B34-003 ¦ T14211-7341-04-ME-E27-001 ¦ T14211-7341-04-ME-B34-004 ¦ T14211-7341-04-ME-B34-005 ¦ T14211-7341-04-ME-B34-006 ¦ T14211-7328-04-ME-B34-001 ¦ T14211-7328-04-ME-B34-002 ¦ T14211-7328-04-ME-B34-003 ¦ T14211-7328-04-ME-E27-001 ¦ T14211-7328-04-ME-B34-004 ¦ T14211-7328-04-ME-B34-005 ¦ T14211-7328-04-ME-B34-006 ¦ CCP-W-B116-04-ME-B16-0008 | Air Cooled Condenser_Instrument Installation Detail Drawing ¦ ACC - CONDENSATE COLLECTING TANK OUTLINE DRAWING ¦ ACC - MANUAL VALVE OUTLINE DRAWING ¦ Air Cooled Condenser_CONDENSATE COLLECTION TANK Outline Drawing ¦ Air Cooled Condenser_Gearbox Outline Drawing ¦ Air Cooled Condenser_Vacuum pump Outline Drawing ¦ Air Cooled Condenser_Fan Motor Outline Drawing ¦ Air Cooled Condenser_Fan Outline Drawing ¦ Air Cooled Condenser_CLEANING WATER PUMP Outline Drawing ¦ Air Cooled Condenser_Condensate Drain Pump Outline Drawing ¦ Air Cooled Condenser_Condensate Collecting Tank Outline Drawing | Standardized from 'Air Cooled Condenser_Condensate Drain Pump Outline Drawing'.
92 | ACC Vendor Document List | ACC Instrument Installation Detail Drawing | 6692 | Fadhili ¦ Karabatan ¦ Turkistan | CCP-W-B116-04-ME-H04-0001 ¦ T16182-XW01-P0MAG-123007 ¦ T16182-XH02-P0MAG-123015 ¦ T14211-7341-04-ME-B34-001 ¦ T14211-7341-04-ME-B34-002 ¦ T14211-7341-04-ME-B34-003 ¦ T14211-7341-04-ME-E27-001 ¦ T14211-7341-04-ME-B34-004 ¦ T14211-7341-04-ME-B34-005 ¦ T14211-7341-04-ME-B34-006 ¦ T14211-7328-04-ME-B34-001 ¦ T14211-7328-04-ME-B34-002 ¦ T14211-7328-04-ME-B34-003 ¦ T14211-7328-04-ME-E27-001 ¦ T14211-7328-04-ME-B34-004 ¦ T14211-7328-04-ME-B34-005 ¦ T14211-7328-04-ME-B34-006 ¦ CCP-W-B116-04-ME-B16-0008 | Air Cooled Condenser_Instrument Installation Detail Drawing ¦ ACC - CONDENSATE COLLECTING TANK OUTLINE DRAWING ¦ ACC - MANUAL VALVE OUTLINE DRAWING ¦ Air Cooled Condenser_CONDENSATE COLLECTION TANK Outline Drawing ¦ Air Cooled Condenser_Gearbox Outline Drawing ¦ Air Cooled Condenser_Vacuum pump Outline Drawing ¦ Air Cooled Condenser_Fan Motor Outline Drawing ¦ Air Cooled Condenser_Fan Outline Drawing ¦ Air Cooled Condenser_CLEANING WATER PUMP Outline Drawing ¦ Air Cooled Condenser_Condensate Drain Pump Outline Drawing ¦ Air Cooled Condenser_Condensate Collecting Tank Outline Drawing | Standardized from 'Air Cooled Condenser_Instrument Installation Detail Drawing'.
93 | ACC Vendor Document List | ACC Rebar Detail Drawing | 2123 | Turkistan | CCP-PW-B016-CV-ACC-0006 | AIR COOLED CONDENSER_RE-BAR DETAIL | Standardized from 'AIR COOLED CONDENSER_RE-BAR DETAIL'; kept as vendor civil/structural deliverable for ACC package interface.
94 | ACC Vendor Document List | ACC Drain Water Pump Pit Detail Drawing | 2009 | Fadhili | T16182-VK02-P0ULC-171309 | AIR COOLED CONDENSER DRAIN WATER PUMP PIT DETAIL | Standardized from 'AIR COOLED CONDENSER DRAIN WATER PUMP PIT DETAIL'.
95 | ACC Vendor Document List | ACC Commissioning / Cleaning Procedure | 1927 | Fadhili ¦ Karabatan | T16182-DS00-P0MAG-123053 ¦ T14211-7341-CS-PPI-0001-000 | ACC – CLEANING PROCEDURE ¦ Commissioning Procedure for Air Cooled Condenser | Merged 'ACC – CLEANING PROCEDURE' and 'Commissioning Procedure for Air Cooled Condenser' into a single procedure deliverable.
96 | ACC Vendor Document List | ACC Erection Manual | 2031 | Fadhili ¦ Karabatan | T16182-VN01-P0MAG-123047 ¦ T14211-7341-04-ME-B27-001 ¦ T16182-YT01-P0MAG-123014 | ACC ERECTION MANUAL ¦ OPERATION & MAINTENANCE Manual for Air Cooled Condenser ¦ ACC - MANUAL VALVE LIST | Split manual types; retained erection manual as distinct from O&M manual.
97 | ACC Vendor Document List | ACC O & M Manual | 2031 | Fadhili ¦ Karabatan | T16182-VN01-P0MAG-123047 ¦ T14211-7341-04-ME-B27-001 ¦ T16182-YT01-P0MAG-123014 | ACC ERECTION MANUAL ¦ OPERATION & MAINTENANCE Manual for Air Cooled Condenser ¦ ACC - MANUAL VALVE LIST | Split manual types; standardized from 'OPERATION & MAINTENANCE Manual for Air Cooled Condenser'.
98 | ACC Vendor Document List | ACC Functional Description / System Description | 2124 | Fadhili ¦ Karabatan ¦ Turkistan | T16182-XK00-P0MAG-123027 ¦ T14211-7341-04-ME-A07-001 ¦ T14211-7328-04-ME-A07-001 ¦ CCP-W-B116-04-ME-K06-0001 | ACC - FUNCTIONAL DESCRIPTION ¦ Air Cooled Condenser_System Description ¦ Air Cooled Condenser_Functional Description | Merged synonymous functional/system description titles into one standardized ACC description deliverable.
99 | ACC Vendor Document List | ACC Fan Control Steps Document | 6709 | Fadhili ¦ Karabatan ¦ R&N | SAU4005-G000-C__-&EMA-00839 ¦ T16182-VN01-P0MAG-123055 ¦ T14211-7328-04-ME-B99-007 | I & C cable interconnection document for Air Cooled Condenser ¦ WINDWALL LOGO FOR AIR COOLED CONDENSER ¦ Air Cooled Condenser_FAN CONTROL STEPS | Standardized from 'Air Cooled Condenser_FAN CONTROL STEPS' as an ACC control-related vendor document.
100 | ACC Vendor Document List | ACC Windwall Logo Drawing | 6709 | Fadhili ¦ Karabatan ¦ R&N | SAU4005-G000-C__-&EMA-00839 ¦ T16182-VN01-P0MAG-123055 ¦ T14211-7328-04-ME-B99-007 | I & C cable interconnection document for Air Cooled Condenser ¦ WINDWALL LOGO FOR AIR COOLED CONDENSER ¦ Air Cooled Condenser_FAN CONTROL STEPS | Standardized from 'WINDWALL LOGO FOR AIR COOLED CONDENSER'; kept as drawing/document within ACC package collateral.
101 | ACC Vendor Document List | Material Requisition for ACC | 2122 | Karabatan | T14211-7300-ME-REQ-0004 | Material Requisition for ACC | Directly supported by source title 'Material Requisition for ACC'.
102 | ACC Vendor Document List | ACC Jib Crane GA Drawing | 1843 | Fadhili | T16182-YD00-P0SMU-128032 ¦ T16182-YD00-P0SMG-128051 | JIB CRANE - GA DRAWING FOR AIR COOLED CONDENSER JIB CRANE ¦ JIB CRANE - GA DRAWING FOR ATM. FLESH TANK DRAIN PUMP JIB CRANE | Standardized from 'JIB CRANE - GA DRAWING FOR AIR COOLED CONDENSER JIB CRANE'; removed other non-ACC jib crane mention.
103 | ACC Vendor Document List | ACC Jib Crane Data Sheet | 1844 | Fadhili | T16182-YT01-P0SMU-128037 ¦ T16182-YD00-P0SMG-128052 | JIB CRANE - DATA SHEETS FOR AIR COOLED CONDENSER JIB CRANE ¦ JIB CRANE - DATA SHEETS FOR ATM. FLESH TANK DRAIN PUMP JIB CRANE | Standardized from 'JIB CRANE - DATA SHEETS FOR AIR COOLED CONDENSER JIB CRANE'; removed other non-ACC jib crane mention.
104 | ACC Vendor Document List | ACC CFD Analysis Report | 1914 | R&N | SAU4005-G104-MAG-&MDD-07309 ¦ SAU4005-G104-MAG-&MED-07383 | ACC(V) - CFD Analysis Report ¦ ACC(V) - Flexibility Analysis for Steam Exhaust Ducting | Split distinct report topics from same source row; retained ACC CFD report as package performance/design evidence.
105 | ACC Vendor Document List | ACC Steam Exhaust Ducting Flexibility Analysis Report | 1914 | R&N | SAU4005-G104-MAG-&MDD-07309 ¦ SAU4005-G104-MAG-&MED-07383 | ACC(V) - CFD Analysis Report ¦ ACC(V) - Flexibility Analysis for Steam Exhaust Ducting | Split distinct report topic 'Flexibility Analysis for Steam Exhaust Ducting' into separate report deliverable under ACC package.
106 | ACC Vendor Document List | ACC Technical Bid Evaluation (TBE) | 2125 | Karabatan | T14211-7300-ME-TBE-0004 | TBE for ACC | Merged duplicate TBE deliverables for ACC: one row labeled 'TBE' and one 'Technical Bid Evaluation' with same intent and scope.
106 | ACC Vendor Document List | ACC Technical Bid Evaluation (TBE) | 2126 | Karabatan | T14211-7341-ME-TBE-0001 | Technical Bid Evaluation for ACC | Merged duplicate TBE deliverables for ACC: one row labeled 'TBE' and one 'Technical Bid Evaluation' with same intent and scope.
107 | ACC Vendor Document List | ACC P & ID – Steam & Condensate System | 4757 | R&N | SAU4005-G104-MAG-&MFB-07303 ¦ SAU4005-G104-MAG-&MFB-07304 | ACC(V) - P&I Diagram_Steam & Condensate System ¦ ACC(V) - P&I Diagram_Air take-off & Cleaning System | Standardized title to reflect system-specific P&ID identified in source title.
108 | ACC Vendor Document List | ACC P & ID – Air take-off & Cleaning System | 4757 | R&N | SAU4005-G104-MAG-&MFB-07303 ¦ SAU4005-G104-MAG-&MFB-07304 | ACC(V) - P&I Diagram_Steam & Condensate System ¦ ACC(V) - P&I Diagram_Air take-off & Cleaning System | Split into separate deliverable because source title explicitly lists a distinct P&I diagram for Air take-off & Cleaning System.
109 | ACC Vendor Document List | ACC P & ID | 4599 | Fadhili ¦ Karabatan ¦ Turkistan | T16182-XG02-P0MAG-123002 ¦ T14211-7341-04-ME-B06-001 ¦ T14211-7328-04-ME-B06-001 ¦ CCP-W-B116-04-ME-B16-0001 | ACC - P&I DIAGRAM ¦ Air Cooled Condenser_P&ID ¦ Air Cooled Condenser_P&I Diagram | Merged ACC package P&IDs including ACC#1 and ACC#2 because differences are unit identifiers; standardized to one deliverable.
109 | ACC Vendor Document List | ACC P & ID | 4653 | Karabatan | T14211-7341-PR-007-0001 | TP P&ID for ACC#1 | Merged ACC package P&IDs including ACC#1 and ACC#2 because differences are unit identifiers; standardized to one deliverable.
109 | ACC Vendor Document List | ACC P & ID | 4654 | Karabatan | T14211-7341-PR-007-0002 | TP P&ID for ACC#2 | Merged ACC package P&IDs including ACC#1 and ACC#2 because differences are unit identifiers; standardized to one deliverable.
110 | ACC Vendor Document List | ACC(V) General Arrangement Drawing | 2128 | R&N | SAU4005-G104-MAG-&MTL-07320 | ACC(V) - General Arrangement | Single source row; standardized title to concise vendor GA drawing name.
111 | ACC Vendor Document List | ACC(V) Functional Description | 2129 | R&N | SAU4005-G104-MAG-&MFE-07302 | ACC(V) - Functional Description | Kept document type as provided while standardizing title to match source title 'Functional Description'.
112 | ACC Vendor Document List | ACC(V) Wiring Diagram | 2130 | R&N | SAU4005-G104-MAG-&ELD-07388 | ACC(V) - Wiring Diagram | Single ACC(V) wiring diagram row; standardized title only.
113 | ACC Vendor Document List | ACC Interconnection Wiring Diagram (BOP Interface) | 2154 | Turkistan | CCP-W-B089-IA-308-0004 | INTERCONNECTION WIRING DIAGRAM (BOP) - AIR COOLED CONDENSER | Separated from ACC(V) wiring diagram because this is explicitly an interconnection wiring diagram for BOP interface.
114 | ACC Vendor Document List | ACC Insulation Specification | 2726 | R&N | SAU4005-G104-MAG-&MEC-07382 | ACC(V) - Insulation Specification | Standardized to reflect that the technical specification is specifically for insulation per source title.
115 | ACC Vendor Document List | ACC Noise Calculation | 2855 | R&N | SAU4005-G104-MAG-&MED-07308 | ACC(V) - Noise Calculation | Standardized title to match source 'Noise Calculation' and kept vendor ACC scope.
116 | ACC Vendor Document List | ACC Performance Curve | 3322 | R&N | SAU4005-G104-MAG-&MDD-07323 | ACC(V) - Performance Curve | Merged multiple performance curve rows (including motor thermal limit and speed-torque-current curves) into one standardized vendor deliverable for ACC performance curves.
116 | ACC Vendor Document List | ACC Performance Curve | 3340 | Fadhili ¦ Karabatan ¦ Turkistan | T16182-XS00-P0MAG-123004 ¦ T16182-YM01-P0MAG-123025 ¦ T16182-YU02-P0MAG-123026 ¦ T14211-7341-04-ME-G18-001 ¦ T14211-7328-04-ME-G18-001 ¦ CCP-W-B116-04-ME-B16-0002 | ACC - PERFORMANCE CURVE ¦ ACC - MOTOR THERMAL LIMIT CURVE ¦ ACC - SPEED - TORQUE & CURRENT CURVE ¦ Air Cooled Condenser_PERFORMANCE CURVES ¦ Air Cooled Condenser_Performance Curve | Merged multiple performance curve rows (including motor thermal limit and speed-torque-current curves) into one standardized vendor deliverable for ACC performance curves.
117 | ACC Vendor Document List | ACC Jib Crane Mechanical Detail Drawing | 2778 | Fadhili | T16182-YK09-P0SMU-128042 ¦ T16182-YD00-P0SMG-128053 | JIB CRANE - MECHANICAL DETAIL FOR AIR COOLED CONDENSER JIB CRANE ¦ JIB CRANE - MECHANICAL DETAIL FOR ATM. FLESH TANK DRAIN PUMP JIB CRANE | Standardized title; retained ACC jib crane scope as supported by source title.
118 | HRSG Vendor Document List | Chemical Dosing Shelter Rebar Detail (STG & HRSG) | 4 | Fadhili | T16182-CA02-P0GEN-185854 | CHEMICAL DOSING SHELTER FOR STG & HRSG - REBAR DETAIL | Standardized civil deliverable title for chemical dosing shelter rebar detail; kept HRSG vendor context.
119 | HRSG Vendor Document List | HRSG Lighting Plan Diagrams | 5420 | Fadhili ¦ Karabatan | T16182-YL00-P0LB-122079 ¦ T14211-7318-02-ME-E04-101 ¦ T14211-7318-02-ME-E04-101~150 ¦ T14211-7318-02-ME-H04-001~010 ¦ T16182-CA00-P0GEN-185701 ¦ T16182-CA01-P0GEN-185751 ¦ T14211-7318-02-ME-H04-101 ¦ T14211-7318-02-ME-H04-101~110 | HRSG - LIGHTING PLAN DIAGRAMS ¦ HRSG_Lighting Plan ¦ HRSG_Lighting Plan Diagrams ¦ HRSG_Instrument Location & Conduit Plan Diagram ¦ CHEMICAL DOSING SHELTER FOR HRSG - GROUND FLOOR PLAN, ROOF PLAN ¦ CHEMICAL DOSING SHELTER FOR HRSG - GROUND FLOOR FRAMING PLAN ¦ HRSG_Conduit Plan | Merged duplicated lighting plan diagram deliverables across projects including HRSG(V) entries; normalized to HRSG lighting plan diagrams.
119 | HRSG Vendor Document List | HRSG Lighting Plan Diagrams | 5853 | R&N | SAU4005-G011-HYA-&EEC-04943 ¦ SAU4005-G011-HYA-&EEC-05153 ¦ SAU4005-G011-HYA-&ELD-04912 ¦ SAU4005-G011-HYA-&EDB-04952 | HRSG(V) - Lighting Plan Diagrams ¦ HRSG(V) - Lighting Plan Diagrams for Bypass Stack ¦ HRSG(V) - Instrument Location & Conduit Plan Diagram ¦ HRSG(V) - Conduit Plan | Merged duplicated lighting plan diagram deliverables across projects including HRSG(V) entries; normalized to HRSG lighting plan diagrams.
120 | HRSG Vendor Document List | HRSG Instrument Location & Conduit Plan Diagrams | 5420 | Fadhili ¦ Karabatan | T16182-YL00-P0LB-122079 ¦ T14211-7318-02-ME-E04-101 ¦ T14211-7318-02-ME-E04-101~150 ¦ T14211-7318-02-ME-H04-001~010 ¦ T16182-CA00-P0GEN-185701 ¦ T16182-CA01-P0GEN-185751 ¦ T14211-7318-02-ME-H04-101 ¦ T14211-7318-02-ME-H04-101~110 | HRSG - LIGHTING PLAN DIAGRAMS ¦ HRSG_Lighting Plan ¦ HRSG_Lighting Plan Diagrams ¦ HRSG_Instrument Location & Conduit Plan Diagram ¦ CHEMICAL DOSING SHELTER FOR HRSG - GROUND FLOOR PLAN, ROOF PLAN ¦ CHEMICAL DOSING SHELTER FOR HRSG - GROUND FLOOR FRAMING PLAN ¦ HRSG_Conduit Plan | Combined repeated 'Instrument Location & Conduit Plan Diagram' and 'Conduit Plan' for HRSG and HRSG(V) into a single standardized plan deliverable.
120 | HRSG Vendor Document List | HRSG Instrument Location & Conduit Plan Diagrams | 5853 | R&N | SAU4005-G011-HYA-&EEC-04943 ¦ SAU4005-G011-HYA-&EEC-05153 ¦ SAU4005-G011-HYA-&ELD-04912 ¦ SAU4005-G011-HYA-&EDB-04952 | HRSG(V) - Lighting Plan Diagrams ¦ HRSG(V) - Lighting Plan Diagrams for Bypass Stack ¦ HRSG(V) - Instrument Location & Conduit Plan Diagram ¦ HRSG(V) - Conduit Plan | Combined repeated 'Instrument Location & Conduit Plan Diagram' and 'Conduit Plan' for HRSG and HRSG(V) into a single standardized plan deliverable.
121 | HRSG Vendor Document List | Chemical Dosing Shelter Floor/Roof/Framing Plans | 5420 | Fadhili ¦ Karabatan | T16182-YL00-P0LB-122079 ¦ T14211-7318-02-ME-E04-101 ¦ T14211-7318-02-ME-E04-101~150 ¦ T14211-7318-02-ME-H04-001~010 ¦ T16182-CA00-P0GEN-185701 ¦ T16182-CA01-P0GEN-185751 ¦ T14211-7318-02-ME-H04-101 ¦ T14211-7318-02-ME-H04-101~110 | HRSG - LIGHTING PLAN DIAGRAMS ¦ HRSG_Lighting Plan ¦ HRSG_Lighting Plan Diagrams ¦ HRSG_Instrument Location & Conduit Plan Diagram ¦ CHEMICAL DOSING SHELTER FOR HRSG - GROUND FLOOR PLAN, ROOF PLAN ¦ CHEMICAL DOSING SHELTER FOR HRSG - GROUND FLOOR FRAMING PLAN ¦ HRSG_Conduit Plan | Separated shelter building plans from electrical lighting/conduit plans; standardized as architectural/structural plans package.
122 | HRSG Vendor Document List | HRSG Cable Schedule | 5580 | Fadhili ¦ Grati ¦ Karabatan ¦ R&N ¦ Turkistan ¦ Ukudu | T16182-YL16-P0LB-122078 ¦ GRT-YL16-P1H-300052 ¦ T14211-7318-02-ME-E10-001 ¦ SAU4005-G000-B__-&EMA-00699 ¦ CCP-W-B114-02-ME-E10-0087 | HRSG - CABLE SCHEDULE ¦ [HRSG]_CABLE SCHEDULE ¦ HRSG_Cable Schedule ¦ Cable Schedule document for HRSG and Auxiliaries (Routing details in Excel File) ¦ HRSG_CABLE SCHEDULE | Merged block-specific and vendor-marked cable schedule rows into one standard HRSG cable schedule deliverable; kept vendor scope.
122 | HRSG Vendor Document List | HRSG Cable Schedule | 5581 | R&N | SAU4005-G011-HYA-&EED-04946 ¦ SAU4005-G011-HYA-&EDA-04954 ¦ SAU4005-G011-HYA-&EMB-04905 | HRSG(V) - Power Cable Schedule ¦ HRSG(V) - Cable Schedule for Diverter & Guillotine Damper ¦ HRSG(V) - I&C Cable schedule | Merged block-specific and vendor-marked cable schedule rows into one standard HRSG cable schedule deliverable; kept vendor scope.
122 | HRSG Vendor Document List | HRSG Cable Schedule | 5747 | Muara Tawar | MRT-YL16-P2LB-122078 | [HRSG(For Block 2)]_HRSG_CABLE SCHEDULE | Merged block-specific and vendor-marked cable schedule rows into one standard HRSG cable schedule deliverable; kept vendor scope.
122 | HRSG Vendor Document List | HRSG Cable Schedule | 5748 | Muara Tawar | MRT-YL16-P3LB-122078 | [HRSG(For Block 3, 4)]_HRSG_CABLE SCHEDULE | Merged block-specific and vendor-marked cable schedule rows into one standard HRSG cable schedule deliverable; kept vendor scope.
123 | HRSG Vendor Document List | HRSG Diagram | 5445 | Fadhili ¦ Grati ¦ Karabatan ¦ Turkistan ¦ Ukudu | T16182-YB03-P0LB-122047 ¦ GRT-YB03-P1H-300033 ¦ GRTBCP-YS01-P0BJC-156050 ¦ T14211-7318-02-ME-E03-001 ¦ T16182-YE03-P0LB-122067 ¦ T14211-7318-02-ME-H17-001 ¦ T14211-7318-02-ME-H04-001 ¦ T14211-7318-02-ME-H17-001~100 ¦ T16182-YL01-P0LB-122080 ¦ T16182-YQ01-P0LB-122085 ¦ T16182-XG02-P0GM-122112 ¦ GRTBCP-YS01-P0BJD-156055 ¦ GRTBCP-YS01-P0BJN-156398 ¦ GRTBCP-YS01-P0BJO-156403 ¦ GRTBCP-YS01-P0BJP-156408 ¦ T14211-7318-02-ME-B16-111 ¦ CCP-W-B114-02-ME-H09-0071 ¦ CCP-W-B114-02-ME-H09-0070 ¦ CCP-W-B114-02-ME-P05-0073 | HRSG - CABLE CONNECTION DIAGRAM ¦ [HRSG]_CABLE CONNECTION DIAGRAM ¦ Schematic Diagram HRSG Unit MCC ¦ HRSG_Cable Connection Diagram ¦ HRSG_CABLE CONNECTION DIAGRAM ¦ HRSG - CONTROL LOOP DIAGRAM ¦ HRSG_Control Loop Diagram ¦ HRSG_Instrument Location Diagram ¦ HRSG_CONTROL LOOP DIAGRAM ¦ HRSG_INSTRUMENT LOCATION DIAGRAM ¦ HRSG - COMMUNICATION BLOCK DIAGRAM ¦ HRSG - WIRING & SCHEMATIC DIAGRAM ¦ HRSG – DRAIN FLOW DIAGRAM ¦ Schematic Diagram HRSG PDB ¦ Schematic Diagram HRSG PDB-01 ¦ Schematic Diagram HRSG PDB-02 ¦ Schematic Diagram HRSG PDB-03 ¦ HRSG_Electric Wiring and Terminal Connection Diagram for Diverter & Guillotine Damper ¦ HRSG_Protection System Diagram ¦ HRSG_Control and Automation Diagram ¦ HRSG_LB On-Off Valves - Wiring and Pneumatic Diagram ¦ HRSG_SYSTEM CONFIGURATION DIAGRAM ¦ HRSG_START-UP & SHUT-DOWN SEQUENCE DIAGRAM | Consolidated MCC schematic references into one deliverable for HRSG Unit MCC.
123 | HRSG Vendor Document List | HRSG Diagram | 5466 | Fadhili ¦ Grati ¦ Karabatan ¦ Turkistan ¦ Ukudu | GRT-YT01-P0BJC-156051 ¦ T14211-7318-02-ME-B16-231 ¦ T16182-YT01-P0LB-122060 ¦ T16182-YT01-P0LB-122105 ¦ T16182-YT01-P0LB-122106 ¦ T14211-7318-02-ME-B16-114 ¦ T14211-7318-02-ME-B16-230 ¦ CCP-W-B114-02-ME-H21-1015 ¦ T16182-YT01-P0LB-122042 ¦ GRT-YT01-P0BJP-156315 ¦ GRT-YT01-P0BJ0-156315 ¦ GRT-YT01-P0BJN-156310 ¦ T14211-7318-ME-TDS-0001 ¦ T14211-7318-02-ME-E14-002 ¦ CCP-W-B114-02-ME-P99-0059 ¦ CCP-W-B114-02-ME-P05-0072 ¦ CCP-W-B114-02-ME-F01-0026 ¦ CCP-W-B114-02-ME-B05-1007 ¦ CCP-W-B114-02-ME-P05-0076 ¦ CCP-W-B114-02-ME-P05-0079 | Data Sheet HRSG Unit MCC ¦ HRSG_Cable Data Sheet for Duct Burner System ¦ HRSG - JUNCTION BOX DATASHEET FOR DUCT BURNER SYSTEM ¦ HRSG - INSTRUMENT SPECIFICATION & DATASHEET FOR DUCT BURNER SYSTEM ¦ HRSG - SHUT OFF AND CONTROL VALVE DATASHEET FOR DUCT BURNER SYSTEM ¦ HRSG_Instrument Data Sheet for Diverter & Guillotine Damper ¦ HRSG_Instruments & Control Valves Data Sheets for Duct Burner System ¦ HRSG_Diverter Damper - Instrument Data Sheet ¦ HRSG - COOLING AIR FAN & MOTOR DATASHEET FOR DUCT BURNER SYSTEM ¦ Data Sheet HRSG PDB-3 ¦ Data Sheet HRSG PDB-2 ¦ Data Sheet HRSG PDB-1 ¦ Technical Datasheet for HRSG ¦ HRSG_Aircraft warning light data sheet ¦ HRSG_Filters Data Sheet ¦ HRSG_LB On-Off Valves – Actuator Datasheet ¦ HRSG_Job Themal Data Sheet ¦ HRSG_Diverter Damper - Data Sheet ¦ HRSG_SB On-Off Valves - Actuator Datasheet ¦ HRSG_Drain Valves - Actuator Datasheet ¦ AMMONIA INJECTION NOZZLE DATA SHEET FOR HRSG SCR | Consolidated MCC schematic references into one deliverable for HRSG Unit MCC.
124 | HRSG Vendor Document List | HRSG Power Distribution Board Schematic Diagrams | 5445 | Fadhili ¦ Grati ¦ Karabatan ¦ Turkistan ¦ Ukudu | T16182-YB03-P0LB-122047 ¦ GRT-YB03-P1H-300033 ¦ GRTBCP-YS01-P0BJC-156050 ¦ T14211-7318-02-ME-E03-001 ¦ T16182-YE03-P0LB-122067 ¦ T14211-7318-02-ME-H17-001 ¦ T14211-7318-02-ME-H04-001 ¦ T14211-7318-02-ME-H17-001~100 ¦ T16182-YL01-P0LB-122080 ¦ T16182-YQ01-P0LB-122085 ¦ T16182-XG02-P0GM-122112 ¦ GRTBCP-YS01-P0BJD-156055 ¦ GRTBCP-YS01-P0BJN-156398 ¦ GRTBCP-YS01-P0BJO-156403 ¦ GRTBCP-YS01-P0BJP-156408 ¦ T14211-7318-02-ME-B16-111 ¦ CCP-W-B114-02-ME-H09-0071 ¦ CCP-W-B114-02-ME-H09-0070 ¦ CCP-W-B114-02-ME-P05-0073 | HRSG - CABLE CONNECTION DIAGRAM ¦ [HRSG]_CABLE CONNECTION DIAGRAM ¦ Schematic Diagram HRSG Unit MCC ¦ HRSG_Cable Connection Diagram ¦ HRSG_CABLE CONNECTION DIAGRAM ¦ HRSG - CONTROL LOOP DIAGRAM ¦ HRSG_Control Loop Diagram ¦ HRSG_Instrument Location Diagram ¦ HRSG_CONTROL LOOP DIAGRAM ¦ HRSG_INSTRUMENT LOCATION DIAGRAM ¦ HRSG - COMMUNICATION BLOCK DIAGRAM ¦ HRSG - WIRING & SCHEMATIC DIAGRAM ¦ HRSG – DRAIN FLOW DIAGRAM ¦ Schematic Diagram HRSG PDB ¦ Schematic Diagram HRSG PDB-01 ¦ Schematic Diagram HRSG PDB-02 ¦ Schematic Diagram HRSG PDB-03 ¦ HRSG_Electric Wiring and Terminal Connection Diagram for Diverter & Guillotine Damper ¦ HRSG_Protection System Diagram ¦ HRSG_Control and Automation Diagram ¦ HRSG_LB On-Off Valves - Wiring and Pneumatic Diagram ¦ HRSG_SYSTEM CONFIGURATION DIAGRAM ¦ HRSG_START-UP & SHUT-DOWN SEQUENCE DIAGRAM | Grouped repeated PDB schematic diagrams (PDB/PDB-01/02/03) under a single standardized deliverable.
125 | HRSG Vendor Document List | HRSG Cable Connection Diagrams | 5445 | Fadhili ¦ Grati ¦ Karabatan ¦ Turkistan ¦ Ukudu | T16182-YB03-P0LB-122047 ¦ GRT-YB03-P1H-300033 ¦ GRTBCP-YS01-P0BJC-156050 ¦ T14211-7318-02-ME-E03-001 ¦ T16182-YE03-P0LB-122067 ¦ T14211-7318-02-ME-H17-001 ¦ T14211-7318-02-ME-H04-001 ¦ T14211-7318-02-ME-H17-001~100 ¦ T16182-YL01-P0LB-122080 ¦ T16182-YQ01-P0LB-122085 ¦ T16182-XG02-P0GM-122112 ¦ GRTBCP-YS01-P0BJD-156055 ¦ GRTBCP-YS01-P0BJN-156398 ¦ GRTBCP-YS01-P0BJO-156403 ¦ GRTBCP-YS01-P0BJP-156408 ¦ T14211-7318-02-ME-B16-111 ¦ CCP-W-B114-02-ME-H09-0071 ¦ CCP-W-B114-02-ME-H09-0070 ¦ CCP-W-B114-02-ME-P05-0073 | HRSG - CABLE CONNECTION DIAGRAM ¦ [HRSG]_CABLE CONNECTION DIAGRAM ¦ Schematic Diagram HRSG Unit MCC ¦ HRSG_Cable Connection Diagram ¦ HRSG_CABLE CONNECTION DIAGRAM ¦ HRSG - CONTROL LOOP DIAGRAM ¦ HRSG_Control Loop Diagram ¦ HRSG_Instrument Location Diagram ¦ HRSG_CONTROL LOOP DIAGRAM ¦ HRSG_INSTRUMENT LOCATION DIAGRAM ¦ HRSG - COMMUNICATION BLOCK DIAGRAM ¦ HRSG - WIRING & SCHEMATIC DIAGRAM ¦ HRSG – DRAIN FLOW DIAGRAM ¦ Schematic Diagram HRSG PDB ¦ Schematic Diagram HRSG PDB-01 ¦ Schematic Diagram HRSG PDB-02 ¦ Schematic Diagram HRSG PDB-03 ¦ HRSG_Electric Wiring and Terminal Connection Diagram for Diverter & Guillotine Damper ¦ HRSG_Protection System Diagram ¦ HRSG_Control and Automation Diagram ¦ HRSG_LB On-Off Valves - Wiring and Pneumatic Diagram ¦ HRSG_SYSTEM CONFIGURATION DIAGRAM ¦ HRSG_START-UP & SHUT-DOWN SEQUENCE DIAGRAM | Merged multiple instances of 'CABLE CONNECTION DIAGRAM' into one standardized HRSG deliverable.
125 | HRSG Vendor Document List | HRSG Cable Connection Diagrams | 5746 | Grati |  | [HRSG]_CABLE CONNECTION DIAGRAM | Merged multiple instances of 'CABLE CONNECTION DIAGRAM' into one standardized HRSG deliverable.
126 | HRSG Vendor Document List | HRSG Electrical Single Line Diagrams | 5474 | Muara Tawar | MRT-YT01-P2LB-122100 | [HRSG(For Block 2)]_HRSG_ELECTRICAL SINGLE LINE DIAGRAMS | Merged block-specific HRSG SLDs and HRSG(V) electrical SLDs; standardized to package-level HRSG electrical single line diagrams.
126 | HRSG Vendor Document List | HRSG Electrical Single Line Diagrams | 5475 | Muara Tawar | MRT-YT01-P3LB-122100 | [HRSG(for Block 3, 4)]_HRSG_ELECTRICAL SINGLE LINE DIAGRAMS | Merged block-specific HRSG SLDs and HRSG(V) electrical SLDs; standardized to package-level HRSG electrical single line diagrams.
126 | HRSG Vendor Document List | HRSG Electrical Single Line Diagrams | 5517 | Fadhili ¦ Grati ¦ Karabatan ¦ Ukudu | T16182-YT01-P0LB-122100 ¦ GRT-YU02-P1H-300066 ¦ GRT-YU01-P0BJC-156049 ¦ T14211-7318-02-ME-E13-001 ¦ T14211-7318-02-ME-E13-001~010 ¦ T16182-YU02-P0CYE-138142 ¦ T16182-YU02-P0CYE-139842 ¦ GRT-YU01-P0BJP-156054 ¦ T14211-7318-02-ME-B16-115 | HRSG - ELECTRICAL SINGLE LINE DIAGRAMS ¦ [HRSG]_ELECTRICAL SINGLE LINE DIAGRAMS ¦ Single Line Diagram HRSG Unit MCC ¦ HRSG_Electrical single line diagrams ¦ HRSG_ELECTRICAL SINGLE LINE DIAGRAMS ¦ SINGLE LINE DIAGRAM OF FIRE ALARM SYSTEM FOR HRSG ¦ SINGLE LINE DIAGRAM OF FIRE ALARM SYSTEM FOR CHEMICAL DOSING SHELTER FOR HRSG ¦ Single Line Diagram HRSG PDB ¦ HRSG_Single Line Diagram for Diverter & Guillotine Damper | Merged block-specific HRSG SLDs and HRSG(V) electrical SLDs; standardized to package-level HRSG electrical single line diagrams.
126 | HRSG Vendor Document List | HRSG Electrical Single Line Diagrams | 5609 | R&N | SAU4005-G011-HYA-&EFA-04941 ¦ SAU4005-G011-HYA-&EMA-04953 ¦ SAU4005-G011-HNE-&EFB-05117 | HRSG(V) - Electrical Single Line Diagrams ¦ HRSG(V) - Single Line Diagram for Diverter & Guillotine Damper ¦ HRSG(V) - CEMS Single Line Diagram for Power Distribution | Merged block-specific HRSG SLDs and HRSG(V) electrical SLDs; standardized to package-level HRSG electrical single line diagrams.
127 | HRSG Vendor Document List | HRSG Electrical User Location | 5480 | Muara Tawar | MRT-YD00-P2LB-122109 | [HRSG(for Block 2)]_HRSG_ELECTRICAL USER LOCATION | Merged block-specific 'Electrical User Location' documents into one standardized HRSG user location deliverable.
127 | HRSG Vendor Document List | HRSG Electrical User Location | 5481 | Muara Tawar | MRT-YD00-P3LB-122109 | [HRSG(for Block 3, 4)]_HRSG_ELECTRICAL USER LOCATION | Merged block-specific 'Electrical User Location' documents into one standardized HRSG user location deliverable.
128 | HRSG Vendor Document List | 480V GTG/HRSG Switchgear Outline Drawing | 5543 | Fadhili | T16182-YD00-P0BF-150931 | OUTLINE DRAWING - 480V GTG/HRSG SWITCHGEAR | Standardized outline/detail drawing naming for 480V GTG/HRSG switchgear; retained vendor equipment naming from source.
129 | HRSG Vendor Document List | 480V GTG/HRSG Switchgear Single Line Diagram | 5544 | Fadhili | T16182-YU02-P0BFA-150911 | SINGLE LINE DIAGRAM - 480V GTG/HRSG SWITCHGEAR | Kept separate from outline drawing; standardized title for 480V GTG/HRSG switchgear SLD.
130 | HRSG Vendor Document List | HRSG Unit Motor Control Center General Arrangement | 5934 | Fadhili ¦ Grati ¦ Karabatan ¦ Turkistan ¦ Ukudu | GRT-YD00-P0BJC-156048 ¦ T16182-UE00-P0LB-122007 ¦ GRT-UE00-P1H-300006 ¦ GRT-YT01-P0BJP-156317 ¦ GRT-YT01-P0BJ0-156312 ¦ GRT-YT01-P0BJN-156307 ¦ T14211-7318-02-ME-B01-001 ¦ T14211-7318-02-ME-B01-002 ¦ T14211-7318-02-ME-B01-005 ¦ T14211-7318-02-ME-B16-103 ¦ T14211-7318-02-ME-B05-401~500 ¦ CCP-W-B114-02-ME-B01-0044 ¦ CCP-W-B114-02-ME-B05-0049 | General Arrangement HRSG Unit MCC ¦ HRSG - GENERAL ARRANGEMENT ¦ [HRSG]_GENERAL ARRANGEMENT ¦ General Arrangement HRSG PDB-3 ¦ General Arrangement HRSG PDB-2 ¦ General Arrangement HRSG PDB-1 ¦ HRSG_General arrangement of HRSG (Right side elevation view) ¦ HRSG_General arrangement of HRSG (Left side elevation view) ¦ HRSG_General arrangement of HRSG (Front section Elevation view) ¦ HRSG_General Arrangement Drawing for Diverter & Guillotine Damper ¦ HRSG_ARRANGEMENT OF CASING & FILED ERECTION ¦ HRSG_General Arrangement ¦ HRSG_Arrangement of Casing ¦ HRSG_GENERAL ARRANGEMENT | Separated MCC GA from overall HRSG GA and from PDB GA; standardized as Unit MCC GA deliverable.
131 | HRSG Vendor Document List | HRSG Power Distribution Board General Arrangements | 5934 | Fadhili ¦ Grati ¦ Karabatan ¦ Turkistan ¦ Ukudu | GRT-YD00-P0BJC-156048 ¦ T16182-UE00-P0LB-122007 ¦ GRT-UE00-P1H-300006 ¦ GRT-YT01-P0BJP-156317 ¦ GRT-YT01-P0BJ0-156312 ¦ GRT-YT01-P0BJN-156307 ¦ T14211-7318-02-ME-B01-001 ¦ T14211-7318-02-ME-B01-002 ¦ T14211-7318-02-ME-B01-005 ¦ T14211-7318-02-ME-B16-103 ¦ T14211-7318-02-ME-B05-401~500 ¦ CCP-W-B114-02-ME-B01-0044 ¦ CCP-W-B114-02-ME-B05-0049 | General Arrangement HRSG Unit MCC ¦ HRSG - GENERAL ARRANGEMENT ¦ [HRSG]_GENERAL ARRANGEMENT ¦ General Arrangement HRSG PDB-3 ¦ General Arrangement HRSG PDB-2 ¦ General Arrangement HRSG PDB-1 ¦ HRSG_General arrangement of HRSG (Right side elevation view) ¦ HRSG_General arrangement of HRSG (Left side elevation view) ¦ HRSG_General arrangement of HRSG (Front section Elevation view) ¦ HRSG_General Arrangement Drawing for Diverter & Guillotine Damper ¦ HRSG_ARRANGEMENT OF CASING & FILED ERECTION ¦ HRSG_General Arrangement ¦ HRSG_Arrangement of Casing ¦ HRSG_GENERAL ARRANGEMENT | Grouped PDB-1/2/3 GA references into one standard deliverable.
132 | HRSG Vendor Document List | HRSG General Arrangement | 5934 | Fadhili ¦ Grati ¦ Karabatan ¦ Turkistan ¦ Ukudu | GRT-YD00-P0BJC-156048 ¦ T16182-UE00-P0LB-122007 ¦ GRT-UE00-P1H-300006 ¦ GRT-YT01-P0BJP-156317 ¦ GRT-YT01-P0BJ0-156312 ¦ GRT-YT01-P0BJN-156307 ¦ T14211-7318-02-ME-B01-001 ¦ T14211-7318-02-ME-B01-002 ¦ T14211-7318-02-ME-B01-005 ¦ T14211-7318-02-ME-B16-103 ¦ T14211-7318-02-ME-B05-401~500 ¦ CCP-W-B114-02-ME-B01-0044 ¦ CCP-W-B114-02-ME-B05-0049 | General Arrangement HRSG Unit MCC ¦ HRSG - GENERAL ARRANGEMENT ¦ [HRSG]_GENERAL ARRANGEMENT ¦ General Arrangement HRSG PDB-3 ¦ General Arrangement HRSG PDB-2 ¦ General Arrangement HRSG PDB-1 ¦ HRSG_General arrangement of HRSG (Right side elevation view) ¦ HRSG_General arrangement of HRSG (Left side elevation view) ¦ HRSG_General arrangement of HRSG (Front section Elevation view) ¦ HRSG_General Arrangement Drawing for Diverter & Guillotine Damper ¦ HRSG_ARRANGEMENT OF CASING & FILED ERECTION ¦ HRSG_General Arrangement ¦ HRSG_Arrangement of Casing ¦ HRSG_GENERAL ARRANGEMENT | Merged repeated overall HRSG GA references (incl. casing arrangement) into one standardized HRSG GA deliverable.
132 | HRSG Vendor Document List | HRSG General Arrangement | 6638 | R&N | SAU4005-G011-HNE-&ELU-05111 ¦ SAU4005-G011-UHA-&MLH-04867 ¦ SAU4005-G011-UHB-&MTL-04868 ¦ SAU4005-G011-UHB-&MTL-04870 ¦ SAU4005-G011-UHB-&MTL-04871 ¦ SAU4005-G011-UHB-&MTL-04872 ¦ SAU4005-G011-HYA-&ELU-04931 ¦ SAU4005-G011-HNY-&MLU-04966 ¦ SAU4005-G011-HNY-&MLU-04969 ¦ SAU4005-G011-HHA-&MDA-05008 ¦ SAU4005-G011-HHA-&MLU-05010 ¦ SAU4005-G011-UHB-&MTL-05085 | HRSG(V) - General Arrangement Drawing for Analyzer Cabinet. ¦ HRSG(V) - General Arrangement ¦ HRSG(V) - Arrangement of Casing ¦ HRSG(V) - Arrangement of Main Stack ¦ HRSG(V) - Arrangement of Bypass Stack ¦ HRSG(V) - General Arrangement Drawing for Diverter & Guillotine Damper ¦ HRSG(V) - General Arrangement drawing for CEMS Room ¦ HRSG(V) - General Arrangement Drawing of Ammonia Storage Area for SCR ¦ HRSG(V) - Vaporizer Arrangement Drawing ¦ HRSG(V) - General Arrangement for Duct Burner ¦ HRSG(V) - Fuel Gas Skid Arrangement Drawing for Duct Burner ¦ HRSG(V) - Arrangement of Casing Flow Baffle | Merged repeated overall HRSG GA references (incl. casing arrangement) into one standardized HRSG GA deliverable.
133 | HRSG Vendor Document List | HRSG Casing Arrangement Drawings | 5934 | Fadhili ¦ Grati ¦ Karabatan ¦ Turkistan ¦ Ukudu | GRT-YD00-P0BJC-156048 ¦ T16182-UE00-P0LB-122007 ¦ GRT-UE00-P1H-300006 ¦ GRT-YT01-P0BJP-156317 ¦ GRT-YT01-P0BJ0-156312 ¦ GRT-YT01-P0BJN-156307 ¦ T14211-7318-02-ME-B01-001 ¦ T14211-7318-02-ME-B01-002 ¦ T14211-7318-02-ME-B01-005 ¦ T14211-7318-02-ME-B16-103 ¦ T14211-7318-02-ME-B05-401~500 ¦ CCP-W-B114-02-ME-B01-0044 ¦ CCP-W-B114-02-ME-B05-0049 | General Arrangement HRSG Unit MCC ¦ HRSG - GENERAL ARRANGEMENT ¦ [HRSG]_GENERAL ARRANGEMENT ¦ General Arrangement HRSG PDB-3 ¦ General Arrangement HRSG PDB-2 ¦ General Arrangement HRSG PDB-1 ¦ HRSG_General arrangement of HRSG (Right side elevation view) ¦ HRSG_General arrangement of HRSG (Left side elevation view) ¦ HRSG_General arrangement of HRSG (Front section Elevation view) ¦ HRSG_General Arrangement Drawing for Diverter & Guillotine Damper ¦ HRSG_ARRANGEMENT OF CASING & FILED ERECTION ¦ HRSG_General Arrangement ¦ HRSG_Arrangement of Casing ¦ HRSG_GENERAL ARRANGEMENT | Split casing arrangement out from overall HRSG GA because sources explicitly call out 'Arrangement of Casing' and casing/field erection arrangements.
133 | HRSG Vendor Document List | HRSG Casing Arrangement Drawings | 6638 | R&N | SAU4005-G011-HNE-&ELU-05111 ¦ SAU4005-G011-UHA-&MLH-04867 ¦ SAU4005-G011-UHB-&MTL-04868 ¦ SAU4005-G011-UHB-&MTL-04870 ¦ SAU4005-G011-UHB-&MTL-04871 ¦ SAU4005-G011-UHB-&MTL-04872 ¦ SAU4005-G011-HYA-&ELU-04931 ¦ SAU4005-G011-HNY-&MLU-04966 ¦ SAU4005-G011-HNY-&MLU-04969 ¦ SAU4005-G011-HHA-&MDA-05008 ¦ SAU4005-G011-HHA-&MLU-05010 ¦ SAU4005-G011-UHB-&MTL-05085 | HRSG(V) - General Arrangement Drawing for Analyzer Cabinet. ¦ HRSG(V) - General Arrangement ¦ HRSG(V) - Arrangement of Casing ¦ HRSG(V) - Arrangement of Main Stack ¦ HRSG(V) - Arrangement of Bypass Stack ¦ HRSG(V) - General Arrangement Drawing for Diverter & Guillotine Damper ¦ HRSG(V) - General Arrangement drawing for CEMS Room ¦ HRSG(V) - General Arrangement Drawing of Ammonia Storage Area for SCR ¦ HRSG(V) - Vaporizer Arrangement Drawing ¦ HRSG(V) - General Arrangement for Duct Burner ¦ HRSG(V) - Fuel Gas Skid Arrangement Drawing for Duct Burner ¦ HRSG(V) - Arrangement of Casing Flow Baffle | Split casing arrangement out from overall HRSG GA because sources explicitly call out 'Arrangement of Casing' and casing/field erection arrangements.
134 | HRSG Vendor Document List | HRSG Main Stack Arrangement Drawing | 6638 | R&N | SAU4005-G011-HNE-&ELU-05111 ¦ SAU4005-G011-UHA-&MLH-04867 ¦ SAU4005-G011-UHB-&MTL-04868 ¦ SAU4005-G011-UHB-&MTL-04870 ¦ SAU4005-G011-UHB-&MTL-04871 ¦ SAU4005-G011-UHB-&MTL-04872 ¦ SAU4005-G011-HYA-&ELU-04931 ¦ SAU4005-G011-HNY-&MLU-04966 ¦ SAU4005-G011-HNY-&MLU-04969 ¦ SAU4005-G011-HHA-&MDA-05008 ¦ SAU4005-G011-HHA-&MLU-05010 ¦ SAU4005-G011-UHB-&MTL-05085 | HRSG(V) - General Arrangement Drawing for Analyzer Cabinet. ¦ HRSG(V) - General Arrangement ¦ HRSG(V) - Arrangement of Casing ¦ HRSG(V) - Arrangement of Main Stack ¦ HRSG(V) - Arrangement of Bypass Stack ¦ HRSG(V) - General Arrangement Drawing for Diverter & Guillotine Damper ¦ HRSG(V) - General Arrangement drawing for CEMS Room ¦ HRSG(V) - General Arrangement Drawing of Ammonia Storage Area for SCR ¦ HRSG(V) - Vaporizer Arrangement Drawing ¦ HRSG(V) - General Arrangement for Duct Burner ¦ HRSG(V) - Fuel Gas Skid Arrangement Drawing for Duct Burner ¦ HRSG(V) - Arrangement of Casing Flow Baffle | Created specific stack arrangement deliverable supported by explicit 'Arrangement of Main Stack' source title.
135 | HRSG Vendor Document List | HRSG Bypass Stack Arrangement Drawing | 6638 | R&N | SAU4005-G011-HNE-&ELU-05111 ¦ SAU4005-G011-UHA-&MLH-04867 ¦ SAU4005-G011-UHB-&MTL-04868 ¦ SAU4005-G011-UHB-&MTL-04870 ¦ SAU4005-G011-UHB-&MTL-04871 ¦ SAU4005-G011-UHB-&MTL-04872 ¦ SAU4005-G011-HYA-&ELU-04931 ¦ SAU4005-G011-HNY-&MLU-04966 ¦ SAU4005-G011-HNY-&MLU-04969 ¦ SAU4005-G011-HHA-&MDA-05008 ¦ SAU4005-G011-HHA-&MLU-05010 ¦ SAU4005-G011-UHB-&MTL-05085 | HRSG(V) - General Arrangement Drawing for Analyzer Cabinet. ¦ HRSG(V) - General Arrangement ¦ HRSG(V) - Arrangement of Casing ¦ HRSG(V) - Arrangement of Main Stack ¦ HRSG(V) - Arrangement of Bypass Stack ¦ HRSG(V) - General Arrangement Drawing for Diverter & Guillotine Damper ¦ HRSG(V) - General Arrangement drawing for CEMS Room ¦ HRSG(V) - General Arrangement Drawing of Ammonia Storage Area for SCR ¦ HRSG(V) - Vaporizer Arrangement Drawing ¦ HRSG(V) - General Arrangement for Duct Burner ¦ HRSG(V) - Fuel Gas Skid Arrangement Drawing for Duct Burner ¦ HRSG(V) - Arrangement of Casing Flow Baffle | Kept bypass stack arrangement separate because it is a distinct physical scope and explicitly referenced in sources.
136 | HRSG Vendor Document List | Diverter & Guillotine Damper General Arrangement Drawing | 5934 | Fadhili ¦ Grati ¦ Karabatan ¦ Turkistan ¦ Ukudu | GRT-YD00-P0BJC-156048 ¦ T16182-UE00-P0LB-122007 ¦ GRT-UE00-P1H-300006 ¦ GRT-YT01-P0BJP-156317 ¦ GRT-YT01-P0BJ0-156312 ¦ GRT-YT01-P0BJN-156307 ¦ T14211-7318-02-ME-B01-001 ¦ T14211-7318-02-ME-B01-002 ¦ T14211-7318-02-ME-B01-005 ¦ T14211-7318-02-ME-B16-103 ¦ T14211-7318-02-ME-B05-401~500 ¦ CCP-W-B114-02-ME-B01-0044 ¦ CCP-W-B114-02-ME-B05-0049 | General Arrangement HRSG Unit MCC ¦ HRSG - GENERAL ARRANGEMENT ¦ [HRSG]_GENERAL ARRANGEMENT ¦ General Arrangement HRSG PDB-3 ¦ General Arrangement HRSG PDB-2 ¦ General Arrangement HRSG PDB-1 ¦ HRSG_General arrangement of HRSG (Right side elevation view) ¦ HRSG_General arrangement of HRSG (Left side elevation view) ¦ HRSG_General arrangement of HRSG (Front section Elevation view) ¦ HRSG_General Arrangement Drawing for Diverter & Guillotine Damper ¦ HRSG_ARRANGEMENT OF CASING & FILED ERECTION ¦ HRSG_General Arrangement ¦ HRSG_Arrangement of Casing ¦ HRSG_GENERAL ARRANGEMENT | Merged repeated GA references for diverter & guillotine damper under HRSG package.
136 | HRSG Vendor Document List | Diverter & Guillotine Damper General Arrangement Drawing | 6638 | R&N | SAU4005-G011-HNE-&ELU-05111 ¦ SAU4005-G011-UHA-&MLH-04867 ¦ SAU4005-G011-UHB-&MTL-04868 ¦ SAU4005-G011-UHB-&MTL-04870 ¦ SAU4005-G011-UHB-&MTL-04871 ¦ SAU4005-G011-UHB-&MTL-04872 ¦ SAU4005-G011-HYA-&ELU-04931 ¦ SAU4005-G011-HNY-&MLU-04966 ¦ SAU4005-G011-HNY-&MLU-04969 ¦ SAU4005-G011-HHA-&MDA-05008 ¦ SAU4005-G011-HHA-&MLU-05010 ¦ SAU4005-G011-UHB-&MTL-05085 | HRSG(V) - General Arrangement Drawing for Analyzer Cabinet. ¦ HRSG(V) - General Arrangement ¦ HRSG(V) - Arrangement of Casing ¦ HRSG(V) - Arrangement of Main Stack ¦ HRSG(V) - Arrangement of Bypass Stack ¦ HRSG(V) - General Arrangement Drawing for Diverter & Guillotine Damper ¦ HRSG(V) - General Arrangement drawing for CEMS Room ¦ HRSG(V) - General Arrangement Drawing of Ammonia Storage Area for SCR ¦ HRSG(V) - Vaporizer Arrangement Drawing ¦ HRSG(V) - General Arrangement for Duct Burner ¦ HRSG(V) - Fuel Gas Skid Arrangement Drawing for Duct Burner ¦ HRSG(V) - Arrangement of Casing Flow Baffle | Merged repeated GA references for diverter & guillotine damper under HRSG package.
137 | HRSG Vendor Document List | HRSG Control Loop Diagrams | 5445 | Fadhili ¦ Grati ¦ Karabatan ¦ Turkistan ¦ Ukudu | T16182-YB03-P0LB-122047 ¦ GRT-YB03-P1H-300033 ¦ GRTBCP-YS01-P0BJC-156050 ¦ T14211-7318-02-ME-E03-001 ¦ T16182-YE03-P0LB-122067 ¦ T14211-7318-02-ME-H17-001 ¦ T14211-7318-02-ME-H04-001 ¦ T14211-7318-02-ME-H17-001~100 ¦ T16182-YL01-P0LB-122080 ¦ T16182-YQ01-P0LB-122085 ¦ T16182-XG02-P0GM-122112 ¦ GRTBCP-YS01-P0BJD-156055 ¦ GRTBCP-YS01-P0BJN-156398 ¦ GRTBCP-YS01-P0BJO-156403 ¦ GRTBCP-YS01-P0BJP-156408 ¦ T14211-7318-02-ME-B16-111 ¦ CCP-W-B114-02-ME-H09-0071 ¦ CCP-W-B114-02-ME-H09-0070 ¦ CCP-W-B114-02-ME-P05-0073 | HRSG - CABLE CONNECTION DIAGRAM ¦ [HRSG]_CABLE CONNECTION DIAGRAM ¦ Schematic Diagram HRSG Unit MCC ¦ HRSG_Cable Connection Diagram ¦ HRSG_CABLE CONNECTION DIAGRAM ¦ HRSG - CONTROL LOOP DIAGRAM ¦ HRSG_Control Loop Diagram ¦ HRSG_Instrument Location Diagram ¦ HRSG_CONTROL LOOP DIAGRAM ¦ HRSG_INSTRUMENT LOCATION DIAGRAM ¦ HRSG - COMMUNICATION BLOCK DIAGRAM ¦ HRSG - WIRING & SCHEMATIC DIAGRAM ¦ HRSG – DRAIN FLOW DIAGRAM ¦ Schematic Diagram HRSG PDB ¦ Schematic Diagram HRSG PDB-01 ¦ Schematic Diagram HRSG PDB-02 ¦ Schematic Diagram HRSG PDB-03 ¦ HRSG_Electric Wiring and Terminal Connection Diagram for Diverter & Guillotine Damper ¦ HRSG_Protection System Diagram ¦ HRSG_Control and Automation Diagram ¦ HRSG_LB On-Off Valves - Wiring and Pneumatic Diagram ¦ HRSG_SYSTEM CONFIGURATION DIAGRAM ¦ HRSG_START-UP & SHUT-DOWN SEQUENCE DIAGRAM | Consolidated 'CONTROL LOOP DIAGRAM' occurrences across HRSG and HRSG(V) sources into one standard deliverable.
137 | HRSG Vendor Document List | HRSG Control Loop Diagrams | 5585 | R&N | SAU4005-G011-HNE-&EMA-04947 ¦ SAU4005-G011-HNY-&MMB-04959 ¦ SAU4005-G011-HHA-&MMB-05001 ¦ SAU4005-G011-HYA-&EFB-05105 ¦ SAU4005-G011-HYA-&EFF-04894 ¦ SAU4005-G011-HYA-&EFB-04887 ¦ SAU4005-G011-HYA-&EFF-04910 ¦ SAU4005-G011-HYA-&EMA-04917 ¦ SAU4005-G011-HYA-&EMA-04937 ¦ SAU4005-G011-HNE-&ETB-05110 | HRSG(V) - Power Cable Connection Diagram ¦ HRSG(V) - Cable Interconnection Diagram for SCR ¦ HRSG(V) - Cable Interconnection Diagram for Duct Burner ¦ HRSG(V) - Cable Block Diagram for HRSG ¦ HRSG(V) - Control Loop Diagram ¦ HRSG(V) - System Configuration Diagram ¦ HRSG(V) - Start-up & Shut-down Sequence Diagram ¦ HRSG(V) - Wiring and Terminal Connection Diagram for Diverter & Guillotine Damper ¦ HRSG(V) - Wiring and Terminal Connection Diagram for CEMS ¦ HRSG(V) - CEMS Flange Installation Diagram | Consolidated 'CONTROL LOOP DIAGRAM' occurrences across HRSG and HRSG(V) sources into one standard deliverable.
138 | HRSG Vendor Document List | HRSG System Configuration Diagram | 5445 | Fadhili ¦ Grati ¦ Karabatan ¦ Turkistan ¦ Ukudu | T16182-YB03-P0LB-122047 ¦ GRT-YB03-P1H-300033 ¦ GRTBCP-YS01-P0BJC-156050 ¦ T14211-7318-02-ME-E03-001 ¦ T16182-YE03-P0LB-122067 ¦ T14211-7318-02-ME-H17-001 ¦ T14211-7318-02-ME-H04-001 ¦ T14211-7318-02-ME-H17-001~100 ¦ T16182-YL01-P0LB-122080 ¦ T16182-YQ01-P0LB-122085 ¦ T16182-XG02-P0GM-122112 ¦ GRTBCP-YS01-P0BJD-156055 ¦ GRTBCP-YS01-P0BJN-156398 ¦ GRTBCP-YS01-P0BJO-156403 ¦ GRTBCP-YS01-P0BJP-156408 ¦ T14211-7318-02-ME-B16-111 ¦ CCP-W-B114-02-ME-H09-0071 ¦ CCP-W-B114-02-ME-H09-0070 ¦ CCP-W-B114-02-ME-P05-0073 | HRSG - CABLE CONNECTION DIAGRAM ¦ [HRSG]_CABLE CONNECTION DIAGRAM ¦ Schematic Diagram HRSG Unit MCC ¦ HRSG_Cable Connection Diagram ¦ HRSG_CABLE CONNECTION DIAGRAM ¦ HRSG - CONTROL LOOP DIAGRAM ¦ HRSG_Control Loop Diagram ¦ HRSG_Instrument Location Diagram ¦ HRSG_CONTROL LOOP DIAGRAM ¦ HRSG_INSTRUMENT LOCATION DIAGRAM ¦ HRSG - COMMUNICATION BLOCK DIAGRAM ¦ HRSG - WIRING & SCHEMATIC DIAGRAM ¦ HRSG – DRAIN FLOW DIAGRAM ¦ Schematic Diagram HRSG PDB ¦ Schematic Diagram HRSG PDB-01 ¦ Schematic Diagram HRSG PDB-02 ¦ Schematic Diagram HRSG PDB-03 ¦ HRSG_Electric Wiring and Terminal Connection Diagram for Diverter & Guillotine Damper ¦ HRSG_Protection System Diagram ¦ HRSG_Control and Automation Diagram ¦ HRSG_LB On-Off Valves - Wiring and Pneumatic Diagram ¦ HRSG_SYSTEM CONFIGURATION DIAGRAM ¦ HRSG_START-UP & SHUT-DOWN SEQUENCE DIAGRAM | Standardized and separated system configuration diagram deliverable referenced explicitly in sources.
138 | HRSG Vendor Document List | HRSG System Configuration Diagram | 5585 | R&N | SAU4005-G011-HNE-&EMA-04947 ¦ SAU4005-G011-HNY-&MMB-04959 ¦ SAU4005-G011-HHA-&MMB-05001 ¦ SAU4005-G011-HYA-&EFB-05105 ¦ SAU4005-G011-HYA-&EFF-04894 ¦ SAU4005-G011-HYA-&EFB-04887 ¦ SAU4005-G011-HYA-&EFF-04910 ¦ SAU4005-G011-HYA-&EMA-04917 ¦ SAU4005-G011-HYA-&EMA-04937 ¦ SAU4005-G011-HNE-&ETB-05110 | HRSG(V) - Power Cable Connection Diagram ¦ HRSG(V) - Cable Interconnection Diagram for SCR ¦ HRSG(V) - Cable Interconnection Diagram for Duct Burner ¦ HRSG(V) - Cable Block Diagram for HRSG ¦ HRSG(V) - Control Loop Diagram ¦ HRSG(V) - System Configuration Diagram ¦ HRSG(V) - Start-up & Shut-down Sequence Diagram ¦ HRSG(V) - Wiring and Terminal Connection Diagram for Diverter & Guillotine Damper ¦ HRSG(V) - Wiring and Terminal Connection Diagram for CEMS ¦ HRSG(V) - CEMS Flange Installation Diagram | Standardized and separated system configuration diagram deliverable referenced explicitly in sources.
139 | HRSG Vendor Document List | HRSG Start-up & Shut-down Sequence Diagram | 5445 | Fadhili ¦ Grati ¦ Karabatan ¦ Turkistan ¦ Ukudu | T16182-YB03-P0LB-122047 ¦ GRT-YB03-P1H-300033 ¦ GRTBCP-YS01-P0BJC-156050 ¦ T14211-7318-02-ME-E03-001 ¦ T16182-YE03-P0LB-122067 ¦ T14211-7318-02-ME-H17-001 ¦ T14211-7318-02-ME-H04-001 ¦ T14211-7318-02-ME-H17-001~100 ¦ T16182-YL01-P0LB-122080 ¦ T16182-YQ01-P0LB-122085 ¦ T16182-XG02-P0GM-122112 ¦ GRTBCP-YS01-P0BJD-156055 ¦ GRTBCP-YS01-P0BJN-156398 ¦ GRTBCP-YS01-P0BJO-156403 ¦ GRTBCP-YS01-P0BJP-156408 ¦ T14211-7318-02-ME-B16-111 ¦ CCP-W-B114-02-ME-H09-0071 ¦ CCP-W-B114-02-ME-H09-0070 ¦ CCP-W-B114-02-ME-P05-0073 | HRSG - CABLE CONNECTION DIAGRAM ¦ [HRSG]_CABLE CONNECTION DIAGRAM ¦ Schematic Diagram HRSG Unit MCC ¦ HRSG_Cable Connection Diagram ¦ HRSG_CABLE CONNECTION DIAGRAM ¦ HRSG - CONTROL LOOP DIAGRAM ¦ HRSG_Control Loop Diagram ¦ HRSG_Instrument Location Diagram ¦ HRSG_CONTROL LOOP DIAGRAM ¦ HRSG_INSTRUMENT LOCATION DIAGRAM ¦ HRSG - COMMUNICATION BLOCK DIAGRAM ¦ HRSG - WIRING & SCHEMATIC DIAGRAM ¦ HRSG – DRAIN FLOW DIAGRAM ¦ Schematic Diagram HRSG PDB ¦ Schematic Diagram HRSG PDB-01 ¦ Schematic Diagram HRSG PDB-02 ¦ Schematic Diagram HRSG PDB-03 ¦ HRSG_Electric Wiring and Terminal Connection Diagram for Diverter & Guillotine Damper ¦ HRSG_Protection System Diagram ¦ HRSG_Control and Automation Diagram ¦ HRSG_LB On-Off Valves - Wiring and Pneumatic Diagram ¦ HRSG_SYSTEM CONFIGURATION DIAGRAM ¦ HRSG_START-UP & SHUT-DOWN SEQUENCE DIAGRAM | Mapped 'START-UP & SHUT-DOWN SEQUENCE DIAGRAM' to the forced L1 taxonomy 'Start-up & Shutdown procedure' and standardized title.
139 | HRSG Vendor Document List | HRSG Start-up & Shut-down Sequence Diagram | 5585 | R&N | SAU4005-G011-HNE-&EMA-04947 ¦ SAU4005-G011-HNY-&MMB-04959 ¦ SAU4005-G011-HHA-&MMB-05001 ¦ SAU4005-G011-HYA-&EFB-05105 ¦ SAU4005-G011-HYA-&EFF-04894 ¦ SAU4005-G011-HYA-&EFB-04887 ¦ SAU4005-G011-HYA-&EFF-04910 ¦ SAU4005-G011-HYA-&EMA-04917 ¦ SAU4005-G011-HYA-&EMA-04937 ¦ SAU4005-G011-HNE-&ETB-05110 | HRSG(V) - Power Cable Connection Diagram ¦ HRSG(V) - Cable Interconnection Diagram for SCR ¦ HRSG(V) - Cable Interconnection Diagram for Duct Burner ¦ HRSG(V) - Cable Block Diagram for HRSG ¦ HRSG(V) - Control Loop Diagram ¦ HRSG(V) - System Configuration Diagram ¦ HRSG(V) - Start-up & Shut-down Sequence Diagram ¦ HRSG(V) - Wiring and Terminal Connection Diagram for Diverter & Guillotine Damper ¦ HRSG(V) - Wiring and Terminal Connection Diagram for CEMS ¦ HRSG(V) - CEMS Flange Installation Diagram | Mapped 'START-UP & SHUT-DOWN SEQUENCE DIAGRAM' to the forced L1 taxonomy 'Start-up & Shutdown procedure' and standardized title.
140 | HRSG Vendor Document List | HRSG Control Logic Diagram | 6612 | R&N | SAU4005-G011-HYA-&EFF-04893 ¦ SAU4005-G011-HYA-&EFF-04922 ¦ SAU4005-G011-HNY-&MDA-04962 ¦ SAU4005-G011-HHA-&MMB-05004 ¦ SAU4005-G011-HHA-&MFF-05023 | HRSG(V) - Control Logic Diagram ¦ HRSG(V) - Control Logic Diagram for Diverter & Guillotine Damper ¦ HRSG(V) - Control Logic & Loop for SCR ¦ HRSG(V) - Control Logic & Loop for Duct Burner ¦ HRSG(V) - BMS Control Logic Diagram & Flow Chart | Merged generic HRSG and HRSG(V) control logic diagram rows; kept separate from BMS-specific logic deliverables.
140 | HRSG Vendor Document List | HRSG Control Logic Diagram | 6617 | Fadhili ¦ Karabatan ¦ Turkistan ¦ Ukudu | T16182-YF00-P0LB-122066 ¦ T14211-7318-02-ME-H09-001 ¦ T14211-7318-02-ME-B16-122 ¦ T14211-7318-02-ME-H09-001~150 ¦ T16182-YF00-P0LB-122068 ¦ T14211-7318-02-ME-B16-234 ¦ CCP-W-B114-02-ME-H09-1017 | HRSG - CONTROL LOGIC DIAGRAM ¦ HRSG_Control Logic Diagram ¦ HRSG_Control Logic Diagram for Diverter & Guillotine Damper ¦ HRSG_CONTROL LOGIC DIAGRAM ¦ HRSG - LOGIC DIAGRAM FOR DUCT BURNER SYSTEM ¦ HRSG_BMS Logic Diagram for Duct Burner System ¦ HRSG_Diverter Damper - Control and Protection Logic Diagrams | Merged generic HRSG and HRSG(V) control logic diagram rows; kept separate from BMS-specific logic deliverables.
141 | HRSG Vendor Document List | Diverter & Guillotine Damper Control Logic Diagram | 6612 | R&N | SAU4005-G011-HYA-&EFF-04893 ¦ SAU4005-G011-HYA-&EFF-04922 ¦ SAU4005-G011-HNY-&MDA-04962 ¦ SAU4005-G011-HHA-&MMB-05004 ¦ SAU4005-G011-HHA-&MFF-05023 | HRSG(V) - Control Logic Diagram ¦ HRSG(V) - Control Logic Diagram for Diverter & Guillotine Damper ¦ HRSG(V) - Control Logic & Loop for SCR ¦ HRSG(V) - Control Logic & Loop for Duct Burner ¦ HRSG(V) - BMS Control Logic Diagram & Flow Chart | Split diverter/guillotine-specific logic from generic HRSG logic because sources explicitly differentiate.
141 | HRSG Vendor Document List | Diverter & Guillotine Damper Control Logic Diagram | 6617 | Fadhili ¦ Karabatan ¦ Turkistan ¦ Ukudu | T16182-YF00-P0LB-122066 ¦ T14211-7318-02-ME-H09-001 ¦ T14211-7318-02-ME-B16-122 ¦ T14211-7318-02-ME-H09-001~150 ¦ T16182-YF00-P0LB-122068 ¦ T14211-7318-02-ME-B16-234 ¦ CCP-W-B114-02-ME-H09-1017 | HRSG - CONTROL LOGIC DIAGRAM ¦ HRSG_Control Logic Diagram ¦ HRSG_Control Logic Diagram for Diverter & Guillotine Damper ¦ HRSG_CONTROL LOGIC DIAGRAM ¦ HRSG - LOGIC DIAGRAM FOR DUCT BURNER SYSTEM ¦ HRSG_BMS Logic Diagram for Duct Burner System ¦ HRSG_Diverter Damper - Control and Protection Logic Diagrams | Split diverter/guillotine-specific logic from generic HRSG logic because sources explicitly differentiate.
142 | HRSG Vendor Document List | Duct Burner BMS Control Logic Diagram & Flow Chart | 6612 | R&N | SAU4005-G011-HYA-&EFF-04893 ¦ SAU4005-G011-HYA-&EFF-04922 ¦ SAU4005-G011-HNY-&MDA-04962 ¦ SAU4005-G011-HHA-&MMB-05004 ¦ SAU4005-G011-HHA-&MFF-05023 | HRSG(V) - Control Logic Diagram ¦ HRSG(V) - Control Logic Diagram for Diverter & Guillotine Damper ¦ HRSG(V) - Control Logic & Loop for SCR ¦ HRSG(V) - Control Logic & Loop for Duct Burner ¦ HRSG(V) - BMS Control Logic Diagram & Flow Chart | Standardized explicit BMS control logic/flow chart references; maintained as distinct from generic control logic.
142 | HRSG Vendor Document List | Duct Burner BMS Control Logic Diagram & Flow Chart | 6617 | Fadhili ¦ Karabatan ¦ Turkistan ¦ Ukudu | T16182-YF00-P0LB-122066 ¦ T14211-7318-02-ME-H09-001 ¦ T14211-7318-02-ME-B16-122 ¦ T14211-7318-02-ME-H09-001~150 ¦ T16182-YF00-P0LB-122068 ¦ T14211-7318-02-ME-B16-234 ¦ CCP-W-B114-02-ME-H09-1017 | HRSG - CONTROL LOGIC DIAGRAM ¦ HRSG_Control Logic Diagram ¦ HRSG_Control Logic Diagram for Diverter & Guillotine Damper ¦ HRSG_CONTROL LOGIC DIAGRAM ¦ HRSG - LOGIC DIAGRAM FOR DUCT BURNER SYSTEM ¦ HRSG_BMS Logic Diagram for Duct Burner System ¦ HRSG_Diverter Damper - Control and Protection Logic Diagrams | Standardized explicit BMS control logic/flow chart references; maintained as distinct from generic control logic.
143 | HRSG Vendor Document List | Duct Burner BMS Control Narrative | 6648 | R&N | SAU4005-G011-HHA-&MDA-05025 | HRSG(V) - BMS Control Narrative | Included BMS control narrative as a distinct vendor control deliverable supported by source.
144 | HRSG Vendor Document List | Duct Burner System Interconnection Wiring Diagram | 6620 | Fadhili ¦ Turkistan | CCP-W-B114-02-ME-E02-1012 ¦ T16182-YQ01-P0LB-122107 ¦ CCP-W-B114-02-ME-P05-0077 ¦ CCP-W-B114-02-ME-P05-0080 | HRSG_Diverter Damper - HPU, PLC Wiring Diagram & Drawing ¦ HRSG - INTERCONNECTION WIRING DIAGRAM FOR DUCT BURNER SYSTEM ¦ HRSG_SB On-Off Valves - Wiring Diagram ¦ HRSG_Drain Valves - Wiring Diagram | Standardized explicit 'INTERCONNECTION WIRING DIAGRAM FOR DUCT BURNER SYSTEM' as vendor deliverable.
145 | HRSG Vendor Document List | Diverter Damper HPU/PLC Wiring Diagram | 6620 | Fadhili ¦ Turkistan | CCP-W-B114-02-ME-E02-1012 ¦ T16182-YQ01-P0LB-122107 ¦ CCP-W-B114-02-ME-P05-0077 ¦ CCP-W-B114-02-ME-P05-0080 | HRSG_Diverter Damper - HPU, PLC Wiring Diagram & Drawing ¦ HRSG - INTERCONNECTION WIRING DIAGRAM FOR DUCT BURNER SYSTEM ¦ HRSG_SB On-Off Valves - Wiring Diagram ¦ HRSG_Drain Valves - Wiring Diagram | Kept diverter damper HPU/PLC wiring separate due to distinct equipment scope in source.
146 | HRSG Vendor Document List | SB On-Off Valves Wiring Diagram | 6620 | Fadhili ¦ Turkistan | CCP-W-B114-02-ME-E02-1012 ¦ T16182-YQ01-P0LB-122107 ¦ CCP-W-B114-02-ME-P05-0077 ¦ CCP-W-B114-02-ME-P05-0080 | HRSG_Diverter Damper - HPU, PLC Wiring Diagram & Drawing ¦ HRSG - INTERCONNECTION WIRING DIAGRAM FOR DUCT BURNER SYSTEM ¦ HRSG_SB On-Off Valves - Wiring Diagram ¦ HRSG_Drain Valves - Wiring Diagram | Separated SB on-off valve wiring diagram from other wiring diagrams because source lists it explicitly.
147 | HRSG Vendor Document List | Drain Valves Wiring Diagram | 6620 | Fadhili ¦ Turkistan | CCP-W-B114-02-ME-E02-1012 ¦ T16182-YQ01-P0LB-122107 ¦ CCP-W-B114-02-ME-P05-0077 ¦ CCP-W-B114-02-ME-P05-0080 | HRSG_Diverter Damper - HPU, PLC Wiring Diagram & Drawing ¦ HRSG - INTERCONNECTION WIRING DIAGRAM FOR DUCT BURNER SYSTEM ¦ HRSG_SB On-Off Valves - Wiring Diagram ¦ HRSG_Drain Valves - Wiring Diagram | Separated drain valve wiring diagram from other wiring diagrams because source lists it explicitly.
148 | HRSG Vendor Document List | HRSG Feedwater Pump Cable Interconnection Wiring Diagram | 5590 | Fadhili | T16182-YS02-P0LAC-126302 | HRSG FEEDWATER PUMP - CABLE INTERCONNECTION WIRING DIAGRAM | Captured specific feedwater pump interconnection wiring diagram deliverable; kept within HRSG vendor package context from title evidence.
149 | HRSG Vendor Document List | HRSG SCR Cable Interconnection Wiring Diagram | 5749 | Ukudu |  | CABLE INTERCONNECTION WIRING DIAGRAM FOR HRSG SCR | Added explicit SCR cable interconnection wiring diagram deliverable supported by source title.
150 | HRSG Vendor Document List | HRSG Instrument Installation Detail Drawings | 5596 | Fadhili ¦ Grati ¦ Karabatan ¦ R&N ¦ Turkistan ¦ Ukudu | SAU4005-G000-B__-&EMA-00693 ¦ T16182-YK00-P0LB-122072 ¦ GRT-YK01-P1H-300048 ¦ T14211-7318-02-ME-H24-001 ¦ T14211-7318-02-ME-H24-001~200 ¦ T16182-XB02-P0LB-122019 ¦ T16182-YD00-P0LB-122055 ¦ T16182-YK00-P0LB-122071 ¦ GRT-YD00-P1H-300036 ¦ T14211-7318-02-ME-B33-004 ¦ T14211-7318-02-ME-B05-101 ¦ T14211-7318-02-ME-B16-126 ¦ T14211-7318-02-ME-B05-152 ¦ T14211-7318-02-ME-B16-106 ¦ T14211-7318-02-ME-B16-109 ¦ T14211-7318-02-ME-B05-102 ¦ T14211-7318-02-ME-B05-201~240 ¦ CCP-W-B114-02-ME-P05-0074 ¦ CCP-W-B114-02-ME-P05-0078 ¦ CCP-W-B114-02-ME-P05-0081 ¦ T16182-YK01-P0LB-122074 ¦ GRT-YK10-P1H-300050 ¦ T14211-7318-02-ME-P05-001 ¦ T14211-7318-02-ME-B05-201 | Cable Interconnection document for HRSG and Auxiliaries (Termination details in Excel File) ¦ HRSG - INSTRUMENT INSTALLATION DETAIL DRAWINGS ¦ [HRSG]_INSTRUMENT INSTALLATION DETAIL DRAWINGS ¦ [DCR] Change HRSG Instrument installation detail drawing (GRT-YK01-P1H-300048) ¦ [DCR] Modification of HRSG Instrument installation detail drawing (GRT-YK01-P1H-300048) ¦ HRSG_Instrument Installation Detail Drawings ¦ HRSG_INSTRUMENT INSTALLATION DETAIL DRAWINGS ¦ HRSG - ANCHOR BOLT & TEMPLATE DETAIL FOR STACK ¦ HRSG - EQUIPMENT OUTLINE DRAWING FOR BLOWDOWN TANK ¦ HRSG - LINK ASSEMBLY DRAWING ¦ [HRSG]_EQUIPMENT OUTLINE DRAWING FOR BLOWDOWN TANK ¦ HRSG_Anchor bolt & template detail for HRSG main stack ¦ HRSG_Assembly drawing for HP Steam Drum ¦ HRSG_Shop Assembly drawing for Transition Inlet duct ¦ HRSG_Equipment Outline Drawing for Blowdown Tank ¦ HRSG_Detailed Flange Interface Drawing at Terminal Point for Diverter & Guillotine Damper ¦ HRSG_Local Panel Assembly Drawing for Diverter & Guillotine Damper ¦ HRSG_Detail of External Attachment for H.P Steam Drum ¦ HRSG_Link Assembly Drawing ¦ HRSG_LB On-Off Valves - Assembly Drawings ¦ HRSG_SB On-Off Valves - Assembly Drawings ¦ HRSG_Drain Valves - Assembly Drawings ¦ HRSG_BASE PLATE AND ANCHOR BOLT DETAIL FOR HRSG MAIN STACK ¦ HRSG_BASE PLATE AND ANCHOR BOLT DETAIL FOR BYPASS STACK ¦ HRSG - MANUAL VALVE ASSEMBLY DRAWING FOR EXTERNAL PIPING ¦ [HRSG]_MANUAL VALVE ASSEMBLY DRAWING FOR EXTERNAL PIPING ¦ HRSG_MANUAL VALVE ASSEMBLY DRAWING FOR HRSG EXTERNAL PIPING ¦ HRSG_Assembly drawing for Link pipe | Standardized repeated instrument installation detail drawings into one deliverable; mapped to I&C installation detail scope.
151 | HRSG Vendor Document List | Main Stack Anchor Bolt & Template Detail | 5596 | Fadhili ¦ Grati ¦ Karabatan ¦ R&N ¦ Turkistan ¦ Ukudu | SAU4005-G000-B__-&EMA-00693 ¦ T16182-YK00-P0LB-122072 ¦ GRT-YK01-P1H-300048 ¦ T14211-7318-02-ME-H24-001 ¦ T14211-7318-02-ME-H24-001~200 ¦ T16182-XB02-P0LB-122019 ¦ T16182-YD00-P0LB-122055 ¦ T16182-YK00-P0LB-122071 ¦ GRT-YD00-P1H-300036 ¦ T14211-7318-02-ME-B33-004 ¦ T14211-7318-02-ME-B05-101 ¦ T14211-7318-02-ME-B16-126 ¦ T14211-7318-02-ME-B05-152 ¦ T14211-7318-02-ME-B16-106 ¦ T14211-7318-02-ME-B16-109 ¦ T14211-7318-02-ME-B05-102 ¦ T14211-7318-02-ME-B05-201~240 ¦ CCP-W-B114-02-ME-P05-0074 ¦ CCP-W-B114-02-ME-P05-0078 ¦ CCP-W-B114-02-ME-P05-0081 ¦ T16182-YK01-P0LB-122074 ¦ GRT-YK10-P1H-300050 ¦ T14211-7318-02-ME-P05-001 ¦ T14211-7318-02-ME-B05-201 | Cable Interconnection document for HRSG and Auxiliaries (Termination details in Excel File) ¦ HRSG - INSTRUMENT INSTALLATION DETAIL DRAWINGS ¦ [HRSG]_INSTRUMENT INSTALLATION DETAIL DRAWINGS ¦ [DCR] Change HRSG Instrument installation detail drawing (GRT-YK01-P1H-300048) ¦ [DCR] Modification of HRSG Instrument installation detail drawing (GRT-YK01-P1H-300048) ¦ HRSG_Instrument Installation Detail Drawings ¦ HRSG_INSTRUMENT INSTALLATION DETAIL DRAWINGS ¦ HRSG - ANCHOR BOLT & TEMPLATE DETAIL FOR STACK ¦ HRSG - EQUIPMENT OUTLINE DRAWING FOR BLOWDOWN TANK ¦ HRSG - LINK ASSEMBLY DRAWING ¦ [HRSG]_EQUIPMENT OUTLINE DRAWING FOR BLOWDOWN TANK ¦ HRSG_Anchor bolt & template detail for HRSG main stack ¦ HRSG_Assembly drawing for HP Steam Drum ¦ HRSG_Shop Assembly drawing for Transition Inlet duct ¦ HRSG_Equipment Outline Drawing for Blowdown Tank ¦ HRSG_Detailed Flange Interface Drawing at Terminal Point for Diverter & Guillotine Damper ¦ HRSG_Local Panel Assembly Drawing for Diverter & Guillotine Damper ¦ HRSG_Detail of External Attachment for H.P Steam Drum ¦ HRSG_Link Assembly Drawing ¦ HRSG_LB On-Off Valves - Assembly Drawings ¦ HRSG_SB On-Off Valves - Assembly Drawings ¦ HRSG_Drain Valves - Assembly Drawings ¦ HRSG_BASE PLATE AND ANCHOR BOLT DETAIL FOR HRSG MAIN STACK ¦ HRSG_BASE PLATE AND ANCHOR BOLT DETAIL FOR BYPASS STACK ¦ HRSG - MANUAL VALVE ASSEMBLY DRAWING FOR EXTERNAL PIPING ¦ [HRSG]_MANUAL VALVE ASSEMBLY DRAWING FOR EXTERNAL PIPING ¦ HRSG_MANUAL VALVE ASSEMBLY DRAWING FOR HRSG EXTERNAL PIPING ¦ HRSG_Assembly drawing for Link pipe | Captured explicit 'ANCHOR BOLT & TEMPLATE DETAIL FOR STACK' as separate civil/mechanical interface detail deliverable.
152 | HRSG Vendor Document List | Blowdown Tank Equipment Outline Drawing | 5596 | Fadhili ¦ Grati ¦ Karabatan ¦ R&N ¦ Turkistan ¦ Ukudu | SAU4005-G000-B__-&EMA-00693 ¦ T16182-YK00-P0LB-122072 ¦ GRT-YK01-P1H-300048 ¦ T14211-7318-02-ME-H24-001 ¦ T14211-7318-02-ME-H24-001~200 ¦ T16182-XB02-P0LB-122019 ¦ T16182-YD00-P0LB-122055 ¦ T16182-YK00-P0LB-122071 ¦ GRT-YD00-P1H-300036 ¦ T14211-7318-02-ME-B33-004 ¦ T14211-7318-02-ME-B05-101 ¦ T14211-7318-02-ME-B16-126 ¦ T14211-7318-02-ME-B05-152 ¦ T14211-7318-02-ME-B16-106 ¦ T14211-7318-02-ME-B16-109 ¦ T14211-7318-02-ME-B05-102 ¦ T14211-7318-02-ME-B05-201~240 ¦ CCP-W-B114-02-ME-P05-0074 ¦ CCP-W-B114-02-ME-P05-0078 ¦ CCP-W-B114-02-ME-P05-0081 ¦ T16182-YK01-P0LB-122074 ¦ GRT-YK10-P1H-300050 ¦ T14211-7318-02-ME-P05-001 ¦ T14211-7318-02-ME-B05-201 | Cable Interconnection document for HRSG and Auxiliaries (Termination details in Excel File) ¦ HRSG - INSTRUMENT INSTALLATION DETAIL DRAWINGS ¦ [HRSG]_INSTRUMENT INSTALLATION DETAIL DRAWINGS ¦ [DCR] Change HRSG Instrument installation detail drawing (GRT-YK01-P1H-300048) ¦ [DCR] Modification of HRSG Instrument installation detail drawing (GRT-YK01-P1H-300048) ¦ HRSG_Instrument Installation Detail Drawings ¦ HRSG_INSTRUMENT INSTALLATION DETAIL DRAWINGS ¦ HRSG - ANCHOR BOLT & TEMPLATE DETAIL FOR STACK ¦ HRSG - EQUIPMENT OUTLINE DRAWING FOR BLOWDOWN TANK ¦ HRSG - LINK ASSEMBLY DRAWING ¦ [HRSG]_EQUIPMENT OUTLINE DRAWING FOR BLOWDOWN TANK ¦ HRSG_Anchor bolt & template detail for HRSG main stack ¦ HRSG_Assembly drawing for HP Steam Drum ¦ HRSG_Shop Assembly drawing for Transition Inlet duct ¦ HRSG_Equipment Outline Drawing for Blowdown Tank ¦ HRSG_Detailed Flange Interface Drawing at Terminal Point for Diverter & Guillotine Damper ¦ HRSG_Local Panel Assembly Drawing for Diverter & Guillotine Damper ¦ HRSG_Detail of External Attachment for H.P Steam Drum ¦ HRSG_Link Assembly Drawing ¦ HRSG_LB On-Off Valves - Assembly Drawings ¦ HRSG_SB On-Off Valves - Assembly Drawings ¦ HRSG_Drain Valves - Assembly Drawings ¦ HRSG_BASE PLATE AND ANCHOR BOLT DETAIL FOR HRSG MAIN STACK ¦ HRSG_BASE PLATE AND ANCHOR BOLT DETAIL FOR BYPASS STACK ¦ HRSG - MANUAL VALVE ASSEMBLY DRAWING FOR EXTERNAL PIPING ¦ [HRSG]_MANUAL VALVE ASSEMBLY DRAWING FOR EXTERNAL PIPING ¦ HRSG_MANUAL VALVE ASSEMBLY DRAWING FOR HRSG EXTERNAL PIPING ¦ HRSG_Assembly drawing for Link pipe | Standardized explicit blowdown tank outline drawing references into one deliverable.
153 | HRSG Vendor Document List | HP Steam Drum Assembly Drawings | 5596 | Fadhili ¦ Grati ¦ Karabatan ¦ R&N ¦ Turkistan ¦ Ukudu | SAU4005-G000-B__-&EMA-00693 ¦ T16182-YK00-P0LB-122072 ¦ GRT-YK01-P1H-300048 ¦ T14211-7318-02-ME-H24-001 ¦ T14211-7318-02-ME-H24-001~200 ¦ T16182-XB02-P0LB-122019 ¦ T16182-YD00-P0LB-122055 ¦ T16182-YK00-P0LB-122071 ¦ GRT-YD00-P1H-300036 ¦ T14211-7318-02-ME-B33-004 ¦ T14211-7318-02-ME-B05-101 ¦ T14211-7318-02-ME-B16-126 ¦ T14211-7318-02-ME-B05-152 ¦ T14211-7318-02-ME-B16-106 ¦ T14211-7318-02-ME-B16-109 ¦ T14211-7318-02-ME-B05-102 ¦ T14211-7318-02-ME-B05-201~240 ¦ CCP-W-B114-02-ME-P05-0074 ¦ CCP-W-B114-02-ME-P05-0078 ¦ CCP-W-B114-02-ME-P05-0081 ¦ T16182-YK01-P0LB-122074 ¦ GRT-YK10-P1H-300050 ¦ T14211-7318-02-ME-P05-001 ¦ T14211-7318-02-ME-B05-201 | Cable Interconnection document for HRSG and Auxiliaries (Termination details in Excel File) ¦ HRSG - INSTRUMENT INSTALLATION DETAIL DRAWINGS ¦ [HRSG]_INSTRUMENT INSTALLATION DETAIL DRAWINGS ¦ [DCR] Change HRSG Instrument installation detail drawing (GRT-YK01-P1H-300048) ¦ [DCR] Modification of HRSG Instrument installation detail drawing (GRT-YK01-P1H-300048) ¦ HRSG_Instrument Installation Detail Drawings ¦ HRSG_INSTRUMENT INSTALLATION DETAIL DRAWINGS ¦ HRSG - ANCHOR BOLT & TEMPLATE DETAIL FOR STACK ¦ HRSG - EQUIPMENT OUTLINE DRAWING FOR BLOWDOWN TANK ¦ HRSG - LINK ASSEMBLY DRAWING ¦ [HRSG]_EQUIPMENT OUTLINE DRAWING FOR BLOWDOWN TANK ¦ HRSG_Anchor bolt & template detail for HRSG main stack ¦ HRSG_Assembly drawing for HP Steam Drum ¦ HRSG_Shop Assembly drawing for Transition Inlet duct ¦ HRSG_Equipment Outline Drawing for Blowdown Tank ¦ HRSG_Detailed Flange Interface Drawing at Terminal Point for Diverter & Guillotine Damper ¦ HRSG_Local Panel Assembly Drawing for Diverter & Guillotine Damper ¦ HRSG_Detail of External Attachment for H.P Steam Drum ¦ HRSG_Link Assembly Drawing ¦ HRSG_LB On-Off Valves - Assembly Drawings ¦ HRSG_SB On-Off Valves - Assembly Drawings ¦ HRSG_Drain Valves - Assembly Drawings ¦ HRSG_BASE PLATE AND ANCHOR BOLT DETAIL FOR HRSG MAIN STACK ¦ HRSG_BASE PLATE AND ANCHOR BOLT DETAIL FOR BYPASS STACK ¦ HRSG - MANUAL VALVE ASSEMBLY DRAWING FOR EXTERNAL PIPING ¦ [HRSG]_MANUAL VALVE ASSEMBLY DRAWING FOR EXTERNAL PIPING ¦ HRSG_MANUAL VALVE ASSEMBLY DRAWING FOR HRSG EXTERNAL PIPING ¦ HRSG_Assembly drawing for Link pipe | Created specific HP drum assembly deliverable supported by explicit source title.
154 | HRSG Vendor Document List | Transition Inlet Duct Shop Assembly Drawings | 5596 | Fadhili ¦ Grati ¦ Karabatan ¦ R&N ¦ Turkistan ¦ Ukudu | SAU4005-G000-B__-&EMA-00693 ¦ T16182-YK00-P0LB-122072 ¦ GRT-YK01-P1H-300048 ¦ T14211-7318-02-ME-H24-001 ¦ T14211-7318-02-ME-H24-001~200 ¦ T16182-XB02-P0LB-122019 ¦ T16182-YD00-P0LB-122055 ¦ T16182-YK00-P0LB-122071 ¦ GRT-YD00-P1H-300036 ¦ T14211-7318-02-ME-B33-004 ¦ T14211-7318-02-ME-B05-101 ¦ T14211-7318-02-ME-B16-126 ¦ T14211-7318-02-ME-B05-152 ¦ T14211-7318-02-ME-B16-106 ¦ T14211-7318-02-ME-B16-109 ¦ T14211-7318-02-ME-B05-102 ¦ T14211-7318-02-ME-B05-201~240 ¦ CCP-W-B114-02-ME-P05-0074 ¦ CCP-W-B114-02-ME-P05-0078 ¦ CCP-W-B114-02-ME-P05-0081 ¦ T16182-YK01-P0LB-122074 ¦ GRT-YK10-P1H-300050 ¦ T14211-7318-02-ME-P05-001 ¦ T14211-7318-02-ME-B05-201 | Cable Interconnection document for HRSG and Auxiliaries (Termination details in Excel File) ¦ HRSG - INSTRUMENT INSTALLATION DETAIL DRAWINGS ¦ [HRSG]_INSTRUMENT INSTALLATION DETAIL DRAWINGS ¦ [DCR] Change HRSG Instrument installation detail drawing (GRT-YK01-P1H-300048) ¦ [DCR] Modification of HRSG Instrument installation detail drawing (GRT-YK01-P1H-300048) ¦ HRSG_Instrument Installation Detail Drawings ¦ HRSG_INSTRUMENT INSTALLATION DETAIL DRAWINGS ¦ HRSG - ANCHOR BOLT & TEMPLATE DETAIL FOR STACK ¦ HRSG - EQUIPMENT OUTLINE DRAWING FOR BLOWDOWN TANK ¦ HRSG - LINK ASSEMBLY DRAWING ¦ [HRSG]_EQUIPMENT OUTLINE DRAWING FOR BLOWDOWN TANK ¦ HRSG_Anchor bolt & template detail for HRSG main stack ¦ HRSG_Assembly drawing for HP Steam Drum ¦ HRSG_Shop Assembly drawing for Transition Inlet duct ¦ HRSG_Equipment Outline Drawing for Blowdown Tank ¦ HRSG_Detailed Flange Interface Drawing at Terminal Point for Diverter & Guillotine Damper ¦ HRSG_Local Panel Assembly Drawing for Diverter & Guillotine Damper ¦ HRSG_Detail of External Attachment for H.P Steam Drum ¦ HRSG_Link Assembly Drawing ¦ HRSG_LB On-Off Valves - Assembly Drawings ¦ HRSG_SB On-Off Valves - Assembly Drawings ¦ HRSG_Drain Valves - Assembly Drawings ¦ HRSG_BASE PLATE AND ANCHOR BOLT DETAIL FOR HRSG MAIN STACK ¦ HRSG_BASE PLATE AND ANCHOR BOLT DETAIL FOR BYPASS STACK ¦ HRSG - MANUAL VALVE ASSEMBLY DRAWING FOR EXTERNAL PIPING ¦ [HRSG]_MANUAL VALVE ASSEMBLY DRAWING FOR EXTERNAL PIPING ¦ HRSG_MANUAL VALVE ASSEMBLY DRAWING FOR HRSG EXTERNAL PIPING ¦ HRSG_Assembly drawing for Link pipe | Standardized explicit shop assembly drawing for transition inlet duct into a deliverable.
155 | HRSG Vendor Document List | Diverter & Guillotine Damper PLC HMI Drawings | 5575 | R&N | SAU4005-G011-HYA-&ELB-04932 ¦ SAU4005-G011-HYA-&EEC-04944 ¦ SAU4005-G011-HYA-&EDA-04896 ¦ SAU4005-G011-HYA-&EFC-04926 ¦ SAU4005-G011-HNY-&MDA-04963 ¦ SAU4005-G011-HNY-&MDA-04984 ¦ SAU4005-G011-HNE-&EDA-04993 ¦ SAU4005-G011-HHA-&MDA-05005 ¦ SAU4005-G011-HHA-&MLU-05020 ¦ SAU4005-G011-HAA-&MLU-04826 ¦ SAU4005-G011-HAX-&MDA-04837 ¦ SAU4005-G011-LCQ-&MDA-04838 ¦ SAU4005-G011-LBF-&MDA-04839 ¦ SAU4005-G011-HNE-&MDA-04840 ¦ SAU4005-G011-HAA-&MLU-04842 ¦ SAU4005-G011-HAY-&MDA-04844 ¦ SAU4005-G011-H__-&MDB-04850 ¦ SAU4005-G011-H__-&MDB-04851 ¦ SAU4005-G011-SMH-&MDA-04853 ¦ SAU4005-G011-LCP-&MDA-04854 ¦ SAU4005-G011-H__-&MTB-04856 ¦ SAU4005-G011-HYA-&EDA-04895 ¦ SAU4005-G011-HYA-&EDA-04898 ¦ SAU4005-G011-HYA-&EDA-04903 ¦ SAU4005-G011-HNE-&EDA-04929 ¦ SAU4005-G011-HYA-&EEC-04942 ¦ SAU4005-G011-HNY-&MDA-04964 ¦ SAU4005-G011-HNY-&MLU-04968 ¦ SAU4005-G011-HNY-&MLU-04970 ¦ SAU4005-G011-HNY-&MDA-04978 ¦ SAU4005-G011-HNY-&MDA-04985 ¦ SAU4005-G011-HNY-&MDA-04992 ¦ SAU4005-G011-HHA-&MDA-05021 ¦ SAU4005-G011-HHA-&MDA-05031 ¦ SAU4005-G011-HHA-&MDA-05032 ¦ SAU4005-G011-HHA-&MDA-05033 ¦ SAU4005-G011-HHA-&MDA-05034 ¦ SAU4005-G011-HNY-&MLU-05129 ¦ SAU4005-G011-HNY-&MLU-05133 ¦ SAU4005-G011-HNY-&MDA-05147 ¦ SAU4005-G011-HA_-&MPA-04880 ¦ SAU4005-G011-HNY-&MLU-05131 | HRSG(V) - Nozzle Orientation and Cable Route Drawing for CEMS ¦ HRSG(V) - Lighting and Small Power Distribution Panel Drawings ¦ HRSG(V) - Control Valve Data Sheet/Drawings ¦ HRSG(V) - PLC HMI Drawing for Diverter Damper ¦ HRSG(V) - Control Valve Data Sheet & Drawings for SCR ¦ HRSG(V) - Junction Box Drawing for SCR ¦ HRSG(V) - SPEC. & Drawing of Analyzer for SCR ¦ HRSG(V) - Control Valve Data Sheet & Drawings for Duct Burner ¦ HRSG(V) - Junction Box Drawing for Duct Burner ¦ HRSG(V) - Typical Drawing for Drum Insulation ¦ HRSG(V) - Desuperheater Data Sheet & Drawings ¦ HRSG(V) - Spec. & Drawing for Blowdown Tank Pump ¦ HRSG(V) - Spec. & Drawing for Safety & Relief Valve ¦ HRSG(V) - Spec. & Drawing for Stack Damper ¦ HRSG(V) - Spec. & Drawing for Deaerator ¦ HRSG(V) - Spec. & Drawing for Boiler Stress Evaluator System ¦ HRSG(V) - HPU Specification & Drawing for Diverter & Guillotine Damper ¦ HRSG(V) - Hoist Specification & Drawing for Diverter & Guillotine Damper ¦ HRSG(V) - Spec. & Drawing for Hoist ¦ HRSG(V) - Spec. & Drawing for Recirculation Pump ¦ HRSG(V) - Name Plate Drawing ¦ HRSG(V) - MOV Data Sheet/Drawings ¦ HRSG(V) - Drum Level Gauge Datasheet/Drawings ¦ HRSG(V) - Remote Drum Level Indicator Datasheet/Drawings ¦ HRSG(V) - SPEC. & Drawing for CEMS ¦ HRSG(V) - Power Distribution Panel Drawings ¦ HRSG(V) - Catalyst Data Sheet & Drawings for SCR ¦ HRSG(V) - Dilution Tank Drawing for SCR ¦ HRSG(V) - Ammonia Distribution Header Drawing ¦ HRSG(V) - SPECIAL ITEM LIST AND DRAWING FOR SCR ¦ HRSG(V) - Local Panel Drawing for SCR ¦ HRSG(V) - Valve Drawing for SCR ¦ HRSG(V) - Local Panel / Control Panel Drawing for Duct Burner ¦ HRSG(V) - Valve Drawing for Duct Burner ¦ HRSG(V) - SPEC. & Drawing of Flame Scanner for Duct Burner ¦ HRSG(V) - SPEC. & Drawing of Ignition Burner for Duct Burner ¦ HRSG(V) - Hazardous Area Classification Specification & Drawing for Duct Burner ¦ HRSG(V) - Measurement Socket Drawing for SCR ¦ HRSG(V) - Equipment Insulation Drawing for SCR ¦ HRSG(V) – Hot Gas Circulation Fan VFD Drawing for SCR ¦ HRSG(V) - Specialty List and Drawing for HRSG Piping ¦ HRSG(V) - Piping Insulation Drawing for SCR | Included PLC/HMI drawing deliverable explicitly listed for diverter damper.
156 | HRSG Vendor Document List | Diverter & Guillotine Damper Electric Wiring and Terminal Connection Diagram | 5445 | Fadhili ¦ Grati ¦ Karabatan ¦ Turkistan ¦ Ukudu | T16182-YB03-P0LB-122047 ¦ GRT-YB03-P1H-300033 ¦ GRTBCP-YS01-P0BJC-156050 ¦ T14211-7318-02-ME-E03-001 ¦ T16182-YE03-P0LB-122067 ¦ T14211-7318-02-ME-H17-001 ¦ T14211-7318-02-ME-H04-001 ¦ T14211-7318-02-ME-H17-001~100 ¦ T16182-YL01-P0LB-122080 ¦ T16182-YQ01-P0LB-122085 ¦ T16182-XG02-P0GM-122112 ¦ GRTBCP-YS01-P0BJD-156055 ¦ GRTBCP-YS01-P0BJN-156398 ¦ GRTBCP-YS01-P0BJO-156403 ¦ GRTBCP-YS01-P0BJP-156408 ¦ T14211-7318-02-ME-B16-111 ¦ CCP-W-B114-02-ME-H09-0071 ¦ CCP-W-B114-02-ME-H09-0070 ¦ CCP-W-B114-02-ME-P05-0073 | HRSG - CABLE CONNECTION DIAGRAM ¦ [HRSG]_CABLE CONNECTION DIAGRAM ¦ Schematic Diagram HRSG Unit MCC ¦ HRSG_Cable Connection Diagram ¦ HRSG_CABLE CONNECTION DIAGRAM ¦ HRSG - CONTROL LOOP DIAGRAM ¦ HRSG_Control Loop Diagram ¦ HRSG_Instrument Location Diagram ¦ HRSG_CONTROL LOOP DIAGRAM ¦ HRSG_INSTRUMENT LOCATION DIAGRAM ¦ HRSG - COMMUNICATION BLOCK DIAGRAM ¦ HRSG - WIRING & SCHEMATIC DIAGRAM ¦ HRSG – DRAIN FLOW DIAGRAM ¦ Schematic Diagram HRSG PDB ¦ Schematic Diagram HRSG PDB-01 ¦ Schematic Diagram HRSG PDB-02 ¦ Schematic Diagram HRSG PDB-03 ¦ HRSG_Electric Wiring and Terminal Connection Diagram for Diverter & Guillotine Damper ¦ HRSG_Protection System Diagram ¦ HRSG_Control and Automation Diagram ¦ HRSG_LB On-Off Valves - Wiring and Pneumatic Diagram ¦ HRSG_SYSTEM CONFIGURATION DIAGRAM ¦ HRSG_START-UP & SHUT-DOWN SEQUENCE DIAGRAM | Merged wiring/terminal connection diagram references for diverter & guillotine damper into one standardized deliverable.
156 | HRSG Vendor Document List | Diverter & Guillotine Damper Electric Wiring and Terminal Connection Diagram | 5585 | R&N | SAU4005-G011-HNE-&EMA-04947 ¦ SAU4005-G011-HNY-&MMB-04959 ¦ SAU4005-G011-HHA-&MMB-05001 ¦ SAU4005-G011-HYA-&EFB-05105 ¦ SAU4005-G011-HYA-&EFF-04894 ¦ SAU4005-G011-HYA-&EFB-04887 ¦ SAU4005-G011-HYA-&EFF-04910 ¦ SAU4005-G011-HYA-&EMA-04917 ¦ SAU4005-G011-HYA-&EMA-04937 ¦ SAU4005-G011-HNE-&ETB-05110 | HRSG(V) - Power Cable Connection Diagram ¦ HRSG(V) - Cable Interconnection Diagram for SCR ¦ HRSG(V) - Cable Interconnection Diagram for Duct Burner ¦ HRSG(V) - Cable Block Diagram for HRSG ¦ HRSG(V) - Control Loop Diagram ¦ HRSG(V) - System Configuration Diagram ¦ HRSG(V) - Start-up & Shut-down Sequence Diagram ¦ HRSG(V) - Wiring and Terminal Connection Diagram for Diverter & Guillotine Damper ¦ HRSG(V) - Wiring and Terminal Connection Diagram for CEMS ¦ HRSG(V) - CEMS Flange Installation Diagram | Merged wiring/terminal connection diagram references for diverter & guillotine damper into one standardized deliverable.
157 | HRSG Vendor Document List | CEMS Wiring and Terminal Connection Diagram | 5585 | R&N | SAU4005-G011-HNE-&EMA-04947 ¦ SAU4005-G011-HNY-&MMB-04959 ¦ SAU4005-G011-HHA-&MMB-05001 ¦ SAU4005-G011-HYA-&EFB-05105 ¦ SAU4005-G011-HYA-&EFF-04894 ¦ SAU4005-G011-HYA-&EFB-04887 ¦ SAU4005-G011-HYA-&EFF-04910 ¦ SAU4005-G011-HYA-&EMA-04917 ¦ SAU4005-G011-HYA-&EMA-04937 ¦ SAU4005-G011-HNE-&ETB-05110 | HRSG(V) - Power Cable Connection Diagram ¦ HRSG(V) - Cable Interconnection Diagram for SCR ¦ HRSG(V) - Cable Interconnection Diagram for Duct Burner ¦ HRSG(V) - Cable Block Diagram for HRSG ¦ HRSG(V) - Control Loop Diagram ¦ HRSG(V) - System Configuration Diagram ¦ HRSG(V) - Start-up & Shut-down Sequence Diagram ¦ HRSG(V) - Wiring and Terminal Connection Diagram for Diverter & Guillotine Damper ¦ HRSG(V) - Wiring and Terminal Connection Diagram for CEMS ¦ HRSG(V) - CEMS Flange Installation Diagram | Separated CEMS terminal connection diagram because source explicitly references it and it is a distinct sub-package.
158 | HRSG Vendor Document List | HRSG Communication Block Diagram | 5445 | Fadhili ¦ Grati ¦ Karabatan ¦ Turkistan ¦ Ukudu | T16182-YB03-P0LB-122047 ¦ GRT-YB03-P1H-300033 ¦ GRTBCP-YS01-P0BJC-156050 ¦ T14211-7318-02-ME-E03-001 ¦ T16182-YE03-P0LB-122067 ¦ T14211-7318-02-ME-H17-001 ¦ T14211-7318-02-ME-H04-001 ¦ T14211-7318-02-ME-H17-001~100 ¦ T16182-YL01-P0LB-122080 ¦ T16182-YQ01-P0LB-122085 ¦ T16182-XG02-P0GM-122112 ¦ GRTBCP-YS01-P0BJD-156055 ¦ GRTBCP-YS01-P0BJN-156398 ¦ GRTBCP-YS01-P0BJO-156403 ¦ GRTBCP-YS01-P0BJP-156408 ¦ T14211-7318-02-ME-B16-111 ¦ CCP-W-B114-02-ME-H09-0071 ¦ CCP-W-B114-02-ME-H09-0070 ¦ CCP-W-B114-02-ME-P05-0073 | HRSG - CABLE CONNECTION DIAGRAM ¦ [HRSG]_CABLE CONNECTION DIAGRAM ¦ Schematic Diagram HRSG Unit MCC ¦ HRSG_Cable Connection Diagram ¦ HRSG_CABLE CONNECTION DIAGRAM ¦ HRSG - CONTROL LOOP DIAGRAM ¦ HRSG_Control Loop Diagram ¦ HRSG_Instrument Location Diagram ¦ HRSG_CONTROL LOOP DIAGRAM ¦ HRSG_INSTRUMENT LOCATION DIAGRAM ¦ HRSG - COMMUNICATION BLOCK DIAGRAM ¦ HRSG - WIRING & SCHEMATIC DIAGRAM ¦ HRSG – DRAIN FLOW DIAGRAM ¦ Schematic Diagram HRSG PDB ¦ Schematic Diagram HRSG PDB-01 ¦ Schematic Diagram HRSG PDB-02 ¦ Schematic Diagram HRSG PDB-03 ¦ HRSG_Electric Wiring and Terminal Connection Diagram for Diverter & Guillotine Damper ¦ HRSG_Protection System Diagram ¦ HRSG_Control and Automation Diagram ¦ HRSG_LB On-Off Valves - Wiring and Pneumatic Diagram ¦ HRSG_SYSTEM CONFIGURATION DIAGRAM ¦ HRSG_START-UP & SHUT-DOWN SEQUENCE DIAGRAM | Standardized explicit communication block diagram under allowed L1 taxonomy for communication systems.
158 | HRSG Vendor Document List | HRSG Communication Block Diagram | 5464 | Fadhili ¦ Karabatan ¦ Turkistan ¦ Ukudu | T16182-YT01-P0LB-122099 ¦ T14211-7318-02-ME-B16-241 ¦ T16182-XW01-P0LB-122041 ¦ T16182-XW01-P0LB-122046 ¦ T16182-XW01-P0LB-122061 ¦ T16182-YT01-P0LB-122108 ¦ CCP-W-B114-02-ME-P04-0060 | HRSG - TECHNICAL SPECIFICATION FOR LIGHTING & SMALL POWER SYSTEM ¦ HRSG_CABLE SPECIFICATION ¦ HRSG_BMS PLC Specification ¦ HRSG - TECHNICAL SPECIFICATION FOR AC & DC DISTRIBUTION BOARD ¦ HRSG - TECHNICAL SPECIFICATION FOR COMMUNICATION SYSTEM ¦ HRSG - FLAME SCANNER & IGNITION BURNER SPECIFICATION FOR DUCT BURNER SYSTEM ¦ HRSG - BMS SPECIFICATION FOR DUCT BURNER SYSTEM ¦ DESIGN SPECIFICATION FOR HRSG SCR ¦ HRSG_CONDUIT PLAN & SPECIFICATION ¦ HRSG_Piping Class Specification | Standardized explicit communication block diagram under allowed L1 taxonomy for communication systems.
159 | HRSG Vendor Document List | HRSG Drain Flow Diagram | 5445 | Fadhili ¦ Grati ¦ Karabatan ¦ Turkistan ¦ Ukudu | T16182-YB03-P0LB-122047 ¦ GRT-YB03-P1H-300033 ¦ GRTBCP-YS01-P0BJC-156050 ¦ T14211-7318-02-ME-E03-001 ¦ T16182-YE03-P0LB-122067 ¦ T14211-7318-02-ME-H17-001 ¦ T14211-7318-02-ME-H04-001 ¦ T14211-7318-02-ME-H17-001~100 ¦ T16182-YL01-P0LB-122080 ¦ T16182-YQ01-P0LB-122085 ¦ T16182-XG02-P0GM-122112 ¦ GRTBCP-YS01-P0BJD-156055 ¦ GRTBCP-YS01-P0BJN-156398 ¦ GRTBCP-YS01-P0BJO-156403 ¦ GRTBCP-YS01-P0BJP-156408 ¦ T14211-7318-02-ME-B16-111 ¦ CCP-W-B114-02-ME-H09-0071 ¦ CCP-W-B114-02-ME-H09-0070 ¦ CCP-W-B114-02-ME-P05-0073 | HRSG - CABLE CONNECTION DIAGRAM ¦ [HRSG]_CABLE CONNECTION DIAGRAM ¦ Schematic Diagram HRSG Unit MCC ¦ HRSG_Cable Connection Diagram ¦ HRSG_CABLE CONNECTION DIAGRAM ¦ HRSG - CONTROL LOOP DIAGRAM ¦ HRSG_Control Loop Diagram ¦ HRSG_Instrument Location Diagram ¦ HRSG_CONTROL LOOP DIAGRAM ¦ HRSG_INSTRUMENT LOCATION DIAGRAM ¦ HRSG - COMMUNICATION BLOCK DIAGRAM ¦ HRSG - WIRING & SCHEMATIC DIAGRAM ¦ HRSG – DRAIN FLOW DIAGRAM ¦ Schematic Diagram HRSG PDB ¦ Schematic Diagram HRSG PDB-01 ¦ Schematic Diagram HRSG PDB-02 ¦ Schematic Diagram HRSG PDB-03 ¦ HRSG_Electric Wiring and Terminal Connection Diagram for Diverter & Guillotine Damper ¦ HRSG_Protection System Diagram ¦ HRSG_Control and Automation Diagram ¦ HRSG_LB On-Off Valves - Wiring and Pneumatic Diagram ¦ HRSG_SYSTEM CONFIGURATION DIAGRAM ¦ HRSG_START-UP & SHUT-DOWN SEQUENCE DIAGRAM | Included distinct drain flow diagram referenced explicitly in sources; kept separate from wiring/cable diagrams.
160 | HRSG Vendor Document List | HRSG Technical Specification for Lighting & Small Power System | 5464 | Fadhili ¦ Karabatan ¦ Turkistan ¦ Ukudu | T16182-YT01-P0LB-122099 ¦ T14211-7318-02-ME-B16-241 ¦ T16182-XW01-P0LB-122041 ¦ T16182-XW01-P0LB-122046 ¦ T16182-XW01-P0LB-122061 ¦ T16182-YT01-P0LB-122108 ¦ CCP-W-B114-02-ME-P04-0060 | HRSG - TECHNICAL SPECIFICATION FOR LIGHTING & SMALL POWER SYSTEM ¦ HRSG_CABLE SPECIFICATION ¦ HRSG_BMS PLC Specification ¦ HRSG - TECHNICAL SPECIFICATION FOR AC & DC DISTRIBUTION BOARD ¦ HRSG - TECHNICAL SPECIFICATION FOR COMMUNICATION SYSTEM ¦ HRSG - FLAME SCANNER & IGNITION BURNER SPECIFICATION FOR DUCT BURNER SYSTEM ¦ HRSG - BMS SPECIFICATION FOR DUCT BURNER SYSTEM ¦ DESIGN SPECIFICATION FOR HRSG SCR ¦ HRSG_CONDUIT PLAN & SPECIFICATION ¦ HRSG_Piping Class Specification | Directly supported by 'TECHNICAL SPECIFICATION FOR LIGHTING & SMALL POWER SYSTEM'.
161 | HRSG Vendor Document List | HRSG Cable Specification | 20 | R&N | SAU4005-G011-HB_-&MEC-05070 ¦ SAU4005-G011-HYA-&EEC-04949 ¦ SAU4005-G011-HYA-&EDA-04901 ¦ SAU4005-G011-HYA-&EDB-04933 ¦ SAU4005-G011-HNY-&MDB-04990 ¦ SAU4005-G011-HHA-&MDB-05022 ¦ SAU4005-G011-ZEN-&MDC-05040 | HRSG(V) - STEEL STRUCTURE MATERIAL SPECIFICATION ¦ HRSG(V) - CABLE SPECIFICATION ¦ HRSG(V) - Local Gauge and Temp. Element Specification ¦ HRSG(V) - Equipment Specification for CEMS ¦ HRSG(V) - Technical Specification for SCR ¦ HRSG(V) - Technical Specification for Duct Burner ¦ HRSG(V) - HRSG_Painting Specification | Merged cable specification references under electrical system; normalized title and kept within HRSG vendor package.
161 | HRSG Vendor Document List | HRSG Cable Specification | 5464 | Fadhili ¦ Karabatan ¦ Turkistan ¦ Ukudu | T16182-YT01-P0LB-122099 ¦ T14211-7318-02-ME-B16-241 ¦ T16182-XW01-P0LB-122041 ¦ T16182-XW01-P0LB-122046 ¦ T16182-XW01-P0LB-122061 ¦ T16182-YT01-P0LB-122108 ¦ CCP-W-B114-02-ME-P04-0060 | HRSG - TECHNICAL SPECIFICATION FOR LIGHTING & SMALL POWER SYSTEM ¦ HRSG_CABLE SPECIFICATION ¦ HRSG_BMS PLC Specification ¦ HRSG - TECHNICAL SPECIFICATION FOR AC & DC DISTRIBUTION BOARD ¦ HRSG - TECHNICAL SPECIFICATION FOR COMMUNICATION SYSTEM ¦ HRSG - FLAME SCANNER & IGNITION BURNER SPECIFICATION FOR DUCT BURNER SYSTEM ¦ HRSG - BMS SPECIFICATION FOR DUCT BURNER SYSTEM ¦ DESIGN SPECIFICATION FOR HRSG SCR ¦ HRSG_CONDUIT PLAN & SPECIFICATION ¦ HRSG_Piping Class Specification | Merged cable specification references under electrical system; normalized title and kept within HRSG vendor package.
162 | HRSG Vendor Document List | Duct Burner System Cable Data Sheet | 5466 | Fadhili ¦ Grati ¦ Karabatan ¦ Turkistan ¦ Ukudu | GRT-YT01-P0BJC-156051 ¦ T14211-7318-02-ME-B16-231 ¦ T16182-YT01-P0LB-122060 ¦ T16182-YT01-P0LB-122105 ¦ T16182-YT01-P0LB-122106 ¦ T14211-7318-02-ME-B16-114 ¦ T14211-7318-02-ME-B16-230 ¦ CCP-W-B114-02-ME-H21-1015 ¦ T16182-YT01-P0LB-122042 ¦ GRT-YT01-P0BJP-156315 ¦ GRT-YT01-P0BJ0-156315 ¦ GRT-YT01-P0BJN-156310 ¦ T14211-7318-ME-TDS-0001 ¦ T14211-7318-02-ME-E14-002 ¦ CCP-W-B114-02-ME-P99-0059 ¦ CCP-W-B114-02-ME-P05-0072 ¦ CCP-W-B114-02-ME-F01-0026 ¦ CCP-W-B114-02-ME-B05-1007 ¦ CCP-W-B114-02-ME-P05-0076 ¦ CCP-W-B114-02-ME-P05-0079 | Data Sheet HRSG Unit MCC ¦ HRSG_Cable Data Sheet for Duct Burner System ¦ HRSG - JUNCTION BOX DATASHEET FOR DUCT BURNER SYSTEM ¦ HRSG - INSTRUMENT SPECIFICATION & DATASHEET FOR DUCT BURNER SYSTEM ¦ HRSG - SHUT OFF AND CONTROL VALVE DATASHEET FOR DUCT BURNER SYSTEM ¦ HRSG_Instrument Data Sheet for Diverter & Guillotine Damper ¦ HRSG_Instruments & Control Valves Data Sheets for Duct Burner System ¦ HRSG_Diverter Damper - Instrument Data Sheet ¦ HRSG - COOLING AIR FAN & MOTOR DATASHEET FOR DUCT BURNER SYSTEM ¦ Data Sheet HRSG PDB-3 ¦ Data Sheet HRSG PDB-2 ¦ Data Sheet HRSG PDB-1 ¦ Technical Datasheet for HRSG ¦ HRSG_Aircraft warning light data sheet ¦ HRSG_Filters Data Sheet ¦ HRSG_LB On-Off Valves – Actuator Datasheet ¦ HRSG_Job Themal Data Sheet ¦ HRSG_Diverter Damper - Data Sheet ¦ HRSG_SB On-Off Valves - Actuator Datasheet ¦ HRSG_Drain Valves - Actuator Datasheet ¦ AMMONIA INJECTION NOZZLE DATA SHEET FOR HRSG SCR | Created specific cable datasheet deliverable for duct burner system as supported by source.
163 | HRSG Vendor Document List | Duct Burner System Junction Box Data Sheet | 5466 | Fadhili ¦ Grati ¦ Karabatan ¦ Turkistan ¦ Ukudu | GRT-YT01-P0BJC-156051 ¦ T14211-7318-02-ME-B16-231 ¦ T16182-YT01-P0LB-122060 ¦ T16182-YT01-P0LB-122105 ¦ T16182-YT01-P0LB-122106 ¦ T14211-7318-02-ME-B16-114 ¦ T14211-7318-02-ME-B16-230 ¦ CCP-W-B114-02-ME-H21-1015 ¦ T16182-YT01-P0LB-122042 ¦ GRT-YT01-P0BJP-156315 ¦ GRT-YT01-P0BJ0-156315 ¦ GRT-YT01-P0BJN-156310 ¦ T14211-7318-ME-TDS-0001 ¦ T14211-7318-02-ME-E14-002 ¦ CCP-W-B114-02-ME-P99-0059 ¦ CCP-W-B114-02-ME-P05-0072 ¦ CCP-W-B114-02-ME-F01-0026 ¦ CCP-W-B114-02-ME-B05-1007 ¦ CCP-W-B114-02-ME-P05-0076 ¦ CCP-W-B114-02-ME-P05-0079 | Data Sheet HRSG Unit MCC ¦ HRSG_Cable Data Sheet for Duct Burner System ¦ HRSG - JUNCTION BOX DATASHEET FOR DUCT BURNER SYSTEM ¦ HRSG - INSTRUMENT SPECIFICATION & DATASHEET FOR DUCT BURNER SYSTEM ¦ HRSG - SHUT OFF AND CONTROL VALVE DATASHEET FOR DUCT BURNER SYSTEM ¦ HRSG_Instrument Data Sheet for Diverter & Guillotine Damper ¦ HRSG_Instruments & Control Valves Data Sheets for Duct Burner System ¦ HRSG_Diverter Damper - Instrument Data Sheet ¦ HRSG - COOLING AIR FAN & MOTOR DATASHEET FOR DUCT BURNER SYSTEM ¦ Data Sheet HRSG PDB-3 ¦ Data Sheet HRSG PDB-2 ¦ Data Sheet HRSG PDB-1 ¦ Technical Datasheet for HRSG ¦ HRSG_Aircraft warning light data sheet ¦ HRSG_Filters Data Sheet ¦ HRSG_LB On-Off Valves – Actuator Datasheet ¦ HRSG_Job Themal Data Sheet ¦ HRSG_Diverter Damper - Data Sheet ¦ HRSG_SB On-Off Valves - Actuator Datasheet ¦ HRSG_Drain Valves - Actuator Datasheet ¦ AMMONIA INJECTION NOZZLE DATA SHEET FOR HRSG SCR | Split out junction box datasheet from combined datasheet list; maintained HRSG duct burner context.
164 | HRSG Vendor Document List | Duct Burner System Instrument Specification & Data Sheets | 5466 | Fadhili ¦ Grati ¦ Karabatan ¦ Turkistan ¦ Ukudu | GRT-YT01-P0BJC-156051 ¦ T14211-7318-02-ME-B16-231 ¦ T16182-YT01-P0LB-122060 ¦ T16182-YT01-P0LB-122105 ¦ T16182-YT01-P0LB-122106 ¦ T14211-7318-02-ME-B16-114 ¦ T14211-7318-02-ME-B16-230 ¦ CCP-W-B114-02-ME-H21-1015 ¦ T16182-YT01-P0LB-122042 ¦ GRT-YT01-P0BJP-156315 ¦ GRT-YT01-P0BJ0-156315 ¦ GRT-YT01-P0BJN-156310 ¦ T14211-7318-ME-TDS-0001 ¦ T14211-7318-02-ME-E14-002 ¦ CCP-W-B114-02-ME-P99-0059 ¦ CCP-W-B114-02-ME-P05-0072 ¦ CCP-W-B114-02-ME-F01-0026 ¦ CCP-W-B114-02-ME-B05-1007 ¦ CCP-W-B114-02-ME-P05-0076 ¦ CCP-W-B114-02-ME-P05-0079 | Data Sheet HRSG Unit MCC ¦ HRSG_Cable Data Sheet for Duct Burner System ¦ HRSG - JUNCTION BOX DATASHEET FOR DUCT BURNER SYSTEM ¦ HRSG - INSTRUMENT SPECIFICATION & DATASHEET FOR DUCT BURNER SYSTEM ¦ HRSG - SHUT OFF AND CONTROL VALVE DATASHEET FOR DUCT BURNER SYSTEM ¦ HRSG_Instrument Data Sheet for Diverter & Guillotine Damper ¦ HRSG_Instruments & Control Valves Data Sheets for Duct Burner System ¦ HRSG_Diverter Damper - Instrument Data Sheet ¦ HRSG - COOLING AIR FAN & MOTOR DATASHEET FOR DUCT BURNER SYSTEM ¦ Data Sheet HRSG PDB-3 ¦ Data Sheet HRSG PDB-2 ¦ Data Sheet HRSG PDB-1 ¦ Technical Datasheet for HRSG ¦ HRSG_Aircraft warning light data sheet ¦ HRSG_Filters Data Sheet ¦ HRSG_LB On-Off Valves – Actuator Datasheet ¦ HRSG_Job Themal Data Sheet ¦ HRSG_Diverter Damper - Data Sheet ¦ HRSG_SB On-Off Valves - Actuator Datasheet ¦ HRSG_Drain Valves - Actuator Datasheet ¦ AMMONIA INJECTION NOZZLE DATA SHEET FOR HRSG SCR | Standardized 'INSTRUMENT SPECIFICATION & DATASHEET FOR DUCT BURNER SYSTEM' into a vendor datasheet/spec deliverable.
165 | HRSG Vendor Document List | Duct Burner System Shut Off and Control Valve Data Sheets | 5466 | Fadhili ¦ Grati ¦ Karabatan ¦ Turkistan ¦ Ukudu | GRT-YT01-P0BJC-156051 ¦ T14211-7318-02-ME-B16-231 ¦ T16182-YT01-P0LB-122060 ¦ T16182-YT01-P0LB-122105 ¦ T16182-YT01-P0LB-122106 ¦ T14211-7318-02-ME-B16-114 ¦ T14211-7318-02-ME-B16-230 ¦ CCP-W-B114-02-ME-H21-1015 ¦ T16182-YT01-P0LB-122042 ¦ GRT-YT01-P0BJP-156315 ¦ GRT-YT01-P0BJ0-156315 ¦ GRT-YT01-P0BJN-156310 ¦ T14211-7318-ME-TDS-0001 ¦ T14211-7318-02-ME-E14-002 ¦ CCP-W-B114-02-ME-P99-0059 ¦ CCP-W-B114-02-ME-P05-0072 ¦ CCP-W-B114-02-ME-F01-0026 ¦ CCP-W-B114-02-ME-B05-1007 ¦ CCP-W-B114-02-ME-P05-0076 ¦ CCP-W-B114-02-ME-P05-0079 | Data Sheet HRSG Unit MCC ¦ HRSG_Cable Data Sheet for Duct Burner System ¦ HRSG - JUNCTION BOX DATASHEET FOR DUCT BURNER SYSTEM ¦ HRSG - INSTRUMENT SPECIFICATION & DATASHEET FOR DUCT BURNER SYSTEM ¦ HRSG - SHUT OFF AND CONTROL VALVE DATASHEET FOR DUCT BURNER SYSTEM ¦ HRSG_Instrument Data Sheet for Diverter & Guillotine Damper ¦ HRSG_Instruments & Control Valves Data Sheets for Duct Burner System ¦ HRSG_Diverter Damper - Instrument Data Sheet ¦ HRSG - COOLING AIR FAN & MOTOR DATASHEET FOR DUCT BURNER SYSTEM ¦ Data Sheet HRSG PDB-3 ¦ Data Sheet HRSG PDB-2 ¦ Data Sheet HRSG PDB-1 ¦ Technical Datasheet for HRSG ¦ HRSG_Aircraft warning light data sheet ¦ HRSG_Filters Data Sheet ¦ HRSG_LB On-Off Valves – Actuator Datasheet ¦ HRSG_Job Themal Data Sheet ¦ HRSG_Diverter Damper - Data Sheet ¦ HRSG_SB On-Off Valves - Actuator Datasheet ¦ HRSG_Drain Valves - Actuator Datasheet ¦ AMMONIA INJECTION NOZZLE DATA SHEET FOR HRSG SCR | Merged duct burner control valve datasheet references including HRSG(V) 'Control Valve Data Sheet & Drawings for Duct Burner'.
165 | HRSG Vendor Document List | Duct Burner System Shut Off and Control Valve Data Sheets | 5575 | R&N | SAU4005-G011-HYA-&ELB-04932 ¦ SAU4005-G011-HYA-&EEC-04944 ¦ SAU4005-G011-HYA-&EDA-04896 ¦ SAU4005-G011-HYA-&EFC-04926 ¦ SAU4005-G011-HNY-&MDA-04963 ¦ SAU4005-G011-HNY-&MDA-04984 ¦ SAU4005-G011-HNE-&EDA-04993 ¦ SAU4005-G011-HHA-&MDA-05005 ¦ SAU4005-G011-HHA-&MLU-05020 ¦ SAU4005-G011-HAA-&MLU-04826 ¦ SAU4005-G011-HAX-&MDA-04837 ¦ SAU4005-G011-LCQ-&MDA-04838 ¦ SAU4005-G011-LBF-&MDA-04839 ¦ SAU4005-G011-HNE-&MDA-04840 ¦ SAU4005-G011-HAA-&MLU-04842 ¦ SAU4005-G011-HAY-&MDA-04844 ¦ SAU4005-G011-H__-&MDB-04850 ¦ SAU4005-G011-H__-&MDB-04851 ¦ SAU4005-G011-SMH-&MDA-04853 ¦ SAU4005-G011-LCP-&MDA-04854 ¦ SAU4005-G011-H__-&MTB-04856 ¦ SAU4005-G011-HYA-&EDA-04895 ¦ SAU4005-G011-HYA-&EDA-04898 ¦ SAU4005-G011-HYA-&EDA-04903 ¦ SAU4005-G011-HNE-&EDA-04929 ¦ SAU4005-G011-HYA-&EEC-04942 ¦ SAU4005-G011-HNY-&MDA-04964 ¦ SAU4005-G011-HNY-&MLU-04968 ¦ SAU4005-G011-HNY-&MLU-04970 ¦ SAU4005-G011-HNY-&MDA-04978 ¦ SAU4005-G011-HNY-&MDA-04985 ¦ SAU4005-G011-HNY-&MDA-04992 ¦ SAU4005-G011-HHA-&MDA-05021 ¦ SAU4005-G011-HHA-&MDA-05031 ¦ SAU4005-G011-HHA-&MDA-05032 ¦ SAU4005-G011-HHA-&MDA-05033 ¦ SAU4005-G011-HHA-&MDA-05034 ¦ SAU4005-G011-HNY-&MLU-05129 ¦ SAU4005-G011-HNY-&MLU-05133 ¦ SAU4005-G011-HNY-&MDA-05147 ¦ SAU4005-G011-HA_-&MPA-04880 ¦ SAU4005-G011-HNY-&MLU-05131 | HRSG(V) - Nozzle Orientation and Cable Route Drawing for CEMS ¦ HRSG(V) - Lighting and Small Power Distribution Panel Drawings ¦ HRSG(V) - Control Valve Data Sheet/Drawings ¦ HRSG(V) - PLC HMI Drawing for Diverter Damper ¦ HRSG(V) - Control Valve Data Sheet & Drawings for SCR ¦ HRSG(V) - Junction Box Drawing for SCR ¦ HRSG(V) - SPEC. & Drawing of Analyzer for SCR ¦ HRSG(V) - Control Valve Data Sheet & Drawings for Duct Burner ¦ HRSG(V) - Junction Box Drawing for Duct Burner ¦ HRSG(V) - Typical Drawing for Drum Insulation ¦ HRSG(V) - Desuperheater Data Sheet & Drawings ¦ HRSG(V) - Spec. & Drawing for Blowdown Tank Pump ¦ HRSG(V) - Spec. & Drawing for Safety & Relief Valve ¦ HRSG(V) - Spec. & Drawing for Stack Damper ¦ HRSG(V) - Spec. & Drawing for Deaerator ¦ HRSG(V) - Spec. & Drawing for Boiler Stress Evaluator System ¦ HRSG(V) - HPU Specification & Drawing for Diverter & Guillotine Damper ¦ HRSG(V) - Hoist Specification & Drawing for Diverter & Guillotine Damper ¦ HRSG(V) - Spec. & Drawing for Hoist ¦ HRSG(V) - Spec. & Drawing for Recirculation Pump ¦ HRSG(V) - Name Plate Drawing ¦ HRSG(V) - MOV Data Sheet/Drawings ¦ HRSG(V) - Drum Level Gauge Datasheet/Drawings ¦ HRSG(V) - Remote Drum Level Indicator Datasheet/Drawings ¦ HRSG(V) - SPEC. & Drawing for CEMS ¦ HRSG(V) - Power Distribution Panel Drawings ¦ HRSG(V) - Catalyst Data Sheet & Drawings for SCR ¦ HRSG(V) - Dilution Tank Drawing for SCR ¦ HRSG(V) - Ammonia Distribution Header Drawing ¦ HRSG(V) - SPECIAL ITEM LIST AND DRAWING FOR SCR ¦ HRSG(V) - Local Panel Drawing for SCR ¦ HRSG(V) - Valve Drawing for SCR ¦ HRSG(V) - Local Panel / Control Panel Drawing for Duct Burner ¦ HRSG(V) - Valve Drawing for Duct Burner ¦ HRSG(V) - SPEC. & Drawing of Flame Scanner for Duct Burner ¦ HRSG(V) - SPEC. & Drawing of Ignition Burner for Duct Burner ¦ HRSG(V) - Hazardous Area Classification Specification & Drawing for Duct Burner ¦ HRSG(V) - Measurement Socket Drawing for SCR ¦ HRSG(V) - Equipment Insulation Drawing for SCR ¦ HRSG(V) – Hot Gas Circulation Fan VFD Drawing for SCR ¦ HRSG(V) - Specialty List and Drawing for HRSG Piping ¦ HRSG(V) - Piping Insulation Drawing for SCR | Merged duct burner control valve datasheet references including HRSG(V) 'Control Valve Data Sheet & Drawings for Duct Burner'.
166 | HRSG Vendor Document List | Duct Burner System Cooling Air Fan & Motor Data Sheet | 5466 | Fadhili ¦ Grati ¦ Karabatan ¦ Turkistan ¦ Ukudu | GRT-YT01-P0BJC-156051 ¦ T14211-7318-02-ME-B16-231 ¦ T16182-YT01-P0LB-122060 ¦ T16182-YT01-P0LB-122105 ¦ T16182-YT01-P0LB-122106 ¦ T14211-7318-02-ME-B16-114 ¦ T14211-7318-02-ME-B16-230 ¦ CCP-W-B114-02-ME-H21-1015 ¦ T16182-YT01-P0LB-122042 ¦ GRT-YT01-P0BJP-156315 ¦ GRT-YT01-P0BJ0-156315 ¦ GRT-YT01-P0BJN-156310 ¦ T14211-7318-ME-TDS-0001 ¦ T14211-7318-02-ME-E14-002 ¦ CCP-W-B114-02-ME-P99-0059 ¦ CCP-W-B114-02-ME-P05-0072 ¦ CCP-W-B114-02-ME-F01-0026 ¦ CCP-W-B114-02-ME-B05-1007 ¦ CCP-W-B114-02-ME-P05-0076 ¦ CCP-W-B114-02-ME-P05-0079 | Data Sheet HRSG Unit MCC ¦ HRSG_Cable Data Sheet for Duct Burner System ¦ HRSG - JUNCTION BOX DATASHEET FOR DUCT BURNER SYSTEM ¦ HRSG - INSTRUMENT SPECIFICATION & DATASHEET FOR DUCT BURNER SYSTEM ¦ HRSG - SHUT OFF AND CONTROL VALVE DATASHEET FOR DUCT BURNER SYSTEM ¦ HRSG_Instrument Data Sheet for Diverter & Guillotine Damper ¦ HRSG_Instruments & Control Valves Data Sheets for Duct Burner System ¦ HRSG_Diverter Damper - Instrument Data Sheet ¦ HRSG - COOLING AIR FAN & MOTOR DATASHEET FOR DUCT BURNER SYSTEM ¦ Data Sheet HRSG PDB-3 ¦ Data Sheet HRSG PDB-2 ¦ Data Sheet HRSG PDB-1 ¦ Technical Datasheet for HRSG ¦ HRSG_Aircraft warning light data sheet ¦ HRSG_Filters Data Sheet ¦ HRSG_LB On-Off Valves – Actuator Datasheet ¦ HRSG_Job Themal Data Sheet ¦ HRSG_Diverter Damper - Data Sheet ¦ HRSG_SB On-Off Valves - Actuator Datasheet ¦ HRSG_Drain Valves - Actuator Datasheet ¦ AMMONIA INJECTION NOZZLE DATA SHEET FOR HRSG SCR | Captured explicit cooling air fan & motor datasheet for duct burner system as separate deliverable.
167 | HRSG Vendor Document List | Diverter Damper Instrument Data Sheet | 5466 | Fadhili ¦ Grati ¦ Karabatan ¦ Turkistan ¦ Ukudu | GRT-YT01-P0BJC-156051 ¦ T14211-7318-02-ME-B16-231 ¦ T16182-YT01-P0LB-122060 ¦ T16182-YT01-P0LB-122105 ¦ T16182-YT01-P0LB-122106 ¦ T14211-7318-02-ME-B16-114 ¦ T14211-7318-02-ME-B16-230 ¦ CCP-W-B114-02-ME-H21-1015 ¦ T16182-YT01-P0LB-122042 ¦ GRT-YT01-P0BJP-156315 ¦ GRT-YT01-P0BJ0-156315 ¦ GRT-YT01-P0BJN-156310 ¦ T14211-7318-ME-TDS-0001 ¦ T14211-7318-02-ME-E14-002 ¦ CCP-W-B114-02-ME-P99-0059 ¦ CCP-W-B114-02-ME-P05-0072 ¦ CCP-W-B114-02-ME-F01-0026 ¦ CCP-W-B114-02-ME-B05-1007 ¦ CCP-W-B114-02-ME-P05-0076 ¦ CCP-W-B114-02-ME-P05-0079 | Data Sheet HRSG Unit MCC ¦ HRSG_Cable Data Sheet for Duct Burner System ¦ HRSG - JUNCTION BOX DATASHEET FOR DUCT BURNER SYSTEM ¦ HRSG - INSTRUMENT SPECIFICATION & DATASHEET FOR DUCT BURNER SYSTEM ¦ HRSG - SHUT OFF AND CONTROL VALVE DATASHEET FOR DUCT BURNER SYSTEM ¦ HRSG_Instrument Data Sheet for Diverter & Guillotine Damper ¦ HRSG_Instruments & Control Valves Data Sheets for Duct Burner System ¦ HRSG_Diverter Damper - Instrument Data Sheet ¦ HRSG - COOLING AIR FAN & MOTOR DATASHEET FOR DUCT BURNER SYSTEM ¦ Data Sheet HRSG PDB-3 ¦ Data Sheet HRSG PDB-2 ¦ Data Sheet HRSG PDB-1 ¦ Technical Datasheet for HRSG ¦ HRSG_Aircraft warning light data sheet ¦ HRSG_Filters Data Sheet ¦ HRSG_LB On-Off Valves – Actuator Datasheet ¦ HRSG_Job Themal Data Sheet ¦ HRSG_Diverter Damper - Data Sheet ¦ HRSG_SB On-Off Valves - Actuator Datasheet ¦ HRSG_Drain Valves - Actuator Datasheet ¦ AMMONIA INJECTION NOZZLE DATA SHEET FOR HRSG SCR | Separated diverter damper instrument datasheet, explicitly referenced.
168 | HRSG Vendor Document List | Aircraft Warning Light Data Sheet | 5466 | Fadhili ¦ Grati ¦ Karabatan ¦ Turkistan ¦ Ukudu | GRT-YT01-P0BJC-156051 ¦ T14211-7318-02-ME-B16-231 ¦ T16182-YT01-P0LB-122060 ¦ T16182-YT01-P0LB-122105 ¦ T16182-YT01-P0LB-122106 ¦ T14211-7318-02-ME-B16-114 ¦ T14211-7318-02-ME-B16-230 ¦ CCP-W-B114-02-ME-H21-1015 ¦ T16182-YT01-P0LB-122042 ¦ GRT-YT01-P0BJP-156315 ¦ GRT-YT01-P0BJ0-156315 ¦ GRT-YT01-P0BJN-156310 ¦ T14211-7318-ME-TDS-0001 ¦ T14211-7318-02-ME-E14-002 ¦ CCP-W-B114-02-ME-P99-0059 ¦ CCP-W-B114-02-ME-P05-0072 ¦ CCP-W-B114-02-ME-F01-0026 ¦ CCP-W-B114-02-ME-B05-1007 ¦ CCP-W-B114-02-ME-P05-0076 ¦ CCP-W-B114-02-ME-P05-0079 | Data Sheet HRSG Unit MCC ¦ HRSG_Cable Data Sheet for Duct Burner System ¦ HRSG - JUNCTION BOX DATASHEET FOR DUCT BURNER SYSTEM ¦ HRSG - INSTRUMENT SPECIFICATION & DATASHEET FOR DUCT BURNER SYSTEM ¦ HRSG - SHUT OFF AND CONTROL VALVE DATASHEET FOR DUCT BURNER SYSTEM ¦ HRSG_Instrument Data Sheet for Diverter & Guillotine Damper ¦ HRSG_Instruments & Control Valves Data Sheets for Duct Burner System ¦ HRSG_Diverter Damper - Instrument Data Sheet ¦ HRSG - COOLING AIR FAN & MOTOR DATASHEET FOR DUCT BURNER SYSTEM ¦ Data Sheet HRSG PDB-3 ¦ Data Sheet HRSG PDB-2 ¦ Data Sheet HRSG PDB-1 ¦ Technical Datasheet for HRSG ¦ HRSG_Aircraft warning light data sheet ¦ HRSG_Filters Data Sheet ¦ HRSG_LB On-Off Valves – Actuator Datasheet ¦ HRSG_Job Themal Data Sheet ¦ HRSG_Diverter Damper - Data Sheet ¦ HRSG_SB On-Off Valves - Actuator Datasheet ¦ HRSG_Drain Valves - Actuator Datasheet ¦ AMMONIA INJECTION NOZZLE DATA SHEET FOR HRSG SCR | Included aircraft warning light datasheet referenced in HRSG datasheet list.
169 | HRSG Vendor Document List | HRSG Technical Data Sheet | 5466 | Fadhili ¦ Grati ¦ Karabatan ¦ Turkistan ¦ Ukudu | GRT-YT01-P0BJC-156051 ¦ T14211-7318-02-ME-B16-231 ¦ T16182-YT01-P0LB-122060 ¦ T16182-YT01-P0LB-122105 ¦ T16182-YT01-P0LB-122106 ¦ T14211-7318-02-ME-B16-114 ¦ T14211-7318-02-ME-B16-230 ¦ CCP-W-B114-02-ME-H21-1015 ¦ T16182-YT01-P0LB-122042 ¦ GRT-YT01-P0BJP-156315 ¦ GRT-YT01-P0BJ0-156315 ¦ GRT-YT01-P0BJN-156310 ¦ T14211-7318-ME-TDS-0001 ¦ T14211-7318-02-ME-E14-002 ¦ CCP-W-B114-02-ME-P99-0059 ¦ CCP-W-B114-02-ME-P05-0072 ¦ CCP-W-B114-02-ME-F01-0026 ¦ CCP-W-B114-02-ME-B05-1007 ¦ CCP-W-B114-02-ME-P05-0076 ¦ CCP-W-B114-02-ME-P05-0079 | Data Sheet HRSG Unit MCC ¦ HRSG_Cable Data Sheet for Duct Burner System ¦ HRSG - JUNCTION BOX DATASHEET FOR DUCT BURNER SYSTEM ¦ HRSG - INSTRUMENT SPECIFICATION & DATASHEET FOR DUCT BURNER SYSTEM ¦ HRSG - SHUT OFF AND CONTROL VALVE DATASHEET FOR DUCT BURNER SYSTEM ¦ HRSG_Instrument Data Sheet for Diverter & Guillotine Damper ¦ HRSG_Instruments & Control Valves Data Sheets for Duct Burner System ¦ HRSG_Diverter Damper - Instrument Data Sheet ¦ HRSG - COOLING AIR FAN & MOTOR DATASHEET FOR DUCT BURNER SYSTEM ¦ Data Sheet HRSG PDB-3 ¦ Data Sheet HRSG PDB-2 ¦ Data Sheet HRSG PDB-1 ¦ Technical Datasheet for HRSG ¦ HRSG_Aircraft warning light data sheet ¦ HRSG_Filters Data Sheet ¦ HRSG_LB On-Off Valves – Actuator Datasheet ¦ HRSG_Job Themal Data Sheet ¦ HRSG_Diverter Damper - Data Sheet ¦ HRSG_SB On-Off Valves - Actuator Datasheet ¦ HRSG_Drain Valves - Actuator Datasheet ¦ AMMONIA INJECTION NOZZLE DATA SHEET FOR HRSG SCR | Retained generic 'Technical Datasheet for HRSG' as package-level datasheet deliverable.
170 | HRSG Vendor Document List | Condensate Return Pump Technical Data Sheet | 12 | Fadhili ¦ Karabatan ¦ R&N ¦ Ukudu | SAU4005-G000-UEL-&CTB-01260 ¦ T16182-YL22-P0GHC-129056 ¦ T14211-7334-17-ME-016-004 | Fuel Oil pump Shed - Architectural Drawing ¦ CHILLED WATER DISTRIBUTION PUMP - NAME PLATE DRAWING ¦ Technical Data & Drawing for Condensate Return Pump ¦ AMMONIA SUPPLY PUMP DATA SHEET & DRAWING FOR HRSG SCR | From source title 'Technical Data & Drawing for Condensate Return Pump'; split datasheet from drawing and mapped to condensate system pump equipment.
171 | HRSG Vendor Document List | Condensate Return Pump Drawing | 12 | Fadhili ¦ Karabatan ¦ R&N ¦ Ukudu | SAU4005-G000-UEL-&CTB-01260 ¦ T16182-YL22-P0GHC-129056 ¦ T14211-7334-17-ME-016-004 | Fuel Oil pump Shed - Architectural Drawing ¦ CHILLED WATER DISTRIBUTION PUMP - NAME PLATE DRAWING ¦ Technical Data & Drawing for Condensate Return Pump ¦ AMMONIA SUPPLY PUMP DATA SHEET & DRAWING FOR HRSG SCR | From source title 'Technical Data & Drawing for Condensate Return Pump'; split drawing from datasheet.
172 | HRSG Vendor Document List | Ammonia Supply Pump Data Sheet (HRSG SCR) | 12 | Fadhili ¦ Karabatan ¦ R&N ¦ Ukudu | SAU4005-G000-UEL-&CTB-01260 ¦ T16182-YL22-P0GHC-129056 ¦ T14211-7334-17-ME-016-004 | Fuel Oil pump Shed - Architectural Drawing ¦ CHILLED WATER DISTRIBUTION PUMP - NAME PLATE DRAWING ¦ Technical Data & Drawing for Condensate Return Pump ¦ AMMONIA SUPPLY PUMP DATA SHEET & DRAWING FOR HRSG SCR | From source title 'AMMONIA SUPPLY PUMP DATA SHEET & DRAWING FOR HRSG SCR'; split datasheet and assigned to chemical dosing system.
173 | HRSG Vendor Document List | Ammonia Supply Pump Drawing (HRSG SCR) | 12 | Fadhili ¦ Karabatan ¦ R&N ¦ Ukudu | SAU4005-G000-UEL-&CTB-01260 ¦ T16182-YL22-P0GHC-129056 ¦ T14211-7334-17-ME-016-004 | Fuel Oil pump Shed - Architectural Drawing ¦ CHILLED WATER DISTRIBUTION PUMP - NAME PLATE DRAWING ¦ Technical Data & Drawing for Condensate Return Pump ¦ AMMONIA SUPPLY PUMP DATA SHEET & DRAWING FOR HRSG SCR | From source title 'AMMONIA SUPPLY PUMP DATA SHEET & DRAWING FOR HRSG SCR'; split drawing from datasheet.
174 | HRSG Vendor Document List | HRSG Electrical Load List | 5465 | Fadhili ¦ Grati ¦ Karabatan ¦ Turkistan ¦ Ukudu | T14211-7318-02-ME-B16-117 ¦ T14211-7318-02-ME-B16-223 ¦ T14211-7318-02-ME-E29-001 ¦ T16182-YL00-P0LB-122075 ¦ T16182-YL00-P0LB-122076 ¦ GRT-YL00-P1H-300051 ¦ T14211-7318-02-ME-H20-001 ¦ T14211-7318-02-ME-B16-113 ¦ T14211-7318-02-ME-B16-229 ¦ T14211-7318-02-ME-H21-001 ¦ CCP-W-B114-02-ME-H20-0068 ¦ CCP-W-B114-02-ME-H20-1014 ¦ T16182-XL00-P0LB-122030 ¦ T16182-XL00-P0LB-122031 ¦ T16182-XN00-P0LB-122033 ¦ T16182-XV00-P0LB-122038 ¦ T16182-XV00-P0LB-122039 ¦ T16182-YK10-P0LB-122077 ¦ T16182-YT01-P0LB-122102 ¦ GRT-QA00-P0H-040007 ¦ GRT-QA00-P0H-040009 ¦ GRT-QA00-P0H-040011 ¦ GRT-XL00-P1H-300028 ¦ T14211-7318-02-ME-P06-101 ¦ T14211-7318-02-ME-B16-119 ¦ T14211-7318-02-ME-B16-219 ¦ T14211-7318-02-ME-B16-228 ¦ T14211-7318-02-ME-B16-236 ¦ T14211-7318-02-ME-P14-001 ¦ T14211-7318-02-ME-B05-241~250 ¦ T14211-7318-02-ME-P10-101 ¦ CCP-W-B114-02-ME-B15-0001 ¦ CCP-W-B114-02-ME-P10-0061 ¦ CCP-W-B114-02-ME-P14-0062 ¦ CCP-W-B114-02-ME-P10-1013 ¦ T16182-XN00-P0LB-122034 ¦ GRT-QA00-P0H-040015 ¦ GRT-XN00-P1H-300029 ¦ T14211-7318-02-ME-B16-112 ¦ T14211-7318-02-ME-B16-227 | HRSG_Cable List for Diverter & Guillotine Damper ¦ HRSG_BMS Cable & Panel Terminal List for Duct Burner System ¦ HRSG_Electrical load List for HRSG ¦ HRSG - INSTRUMENT LIST ¦ HRSG - INSTRUMENT LIST FOR DUCT BURNER SYSTEM ¦ [HRSG]_INSTRUMENT LIST ¦ HRSG_Instrument List ¦ HRSG_Instrument List for Diverter & Guillotine Damper ¦ HRSG_Instrument List for Duct Burner System ¦ HRSG_Diverter Damper - Instrument List ¦ HRSG_INSTRUMENT LIST ¦ HRSG_DCS I/O LIST ¦ HRSG - LINE LIST ¦ HRSG - LINE LIST FOR DUCT BURNER SYSTEM ¦ HRSG - MOV & CV LIST ¦ HRSG - BMS PANEL PART LIST FOR DUCT BURNER SYSTEM ¦ HRSG - EQUIPMENT LIST ¦ HRSG - ALARM AND TRIP SETTING LIST FOR DUCT BURNER SYSTEM ¦ HRSG - I/O LIST FOR BMS AND CEMS ¦ [HRSG]_Welders List for HRSG Heat Exchanger ¦ [HRSG]_Welders List for HRSG HP Drum ¦ [HRSG]_Welders List for HRSG LP Drum ¦ [HRSG]_LINE LIST ¦ HRSG_MOV & CV List ¦ HRSG_Alarm and Trip Setting List for Diverter & Guillotine Damper ¦ HRSG_BMS Panel Part List for Duct Burner System ¦ HRSG_Line List for Duct Burner System ¦ HRSG_Alarm and Trip Setting List for Duct Burner System ¦ HRSG_Line list with electronic file(EXCEL) ¦ HRSG_Vent & Drain Line (Module /Field weld) ¦ HRSG_Thermal Insulation List ¦ HRSG_Valves List ¦ HRSG_Lines List ¦ HRSG_Diverter Damper - Valves List ¦ HRSG_MOV LIST ¦ HRSG_LINE LIST ¦ HRSG - VALVE LIST FOR DUCT BURNER SYSTEM ¦ Welders List for HRSG Piping ¦ [HRSG]_VALVE LIST ¦ [HRSG]_Welders List for HRSG Piping ¦ HRSG_EXTERNAL PIPING LINE LIST ¦ HRSG_Valve List for Diverter & Guillotine Damper ¦ HRSG_Valve List for Duct Burner System ¦ HRSG_CONTROL VALVE LIST | Merged repeated electrical load list references across HRSG and HRSG(V) sources.
174 | HRSG Vendor Document List | HRSG Electrical Load List | 5698 | R&N | SAU4005-G011-HYA-&EPC-04939 ¦ SAU4005-G011-HNY-&MDA-04960 ¦ SAU4005-G011-HHA-&MDA-05002 ¦ SAU4005-G011-HNE-&EPC-05106 ¦ SAU4005-G011-HNE-&EPA-05112 ¦ SAU4005-G011-HYA-&EPC-04892 ¦ SAU4005-G011-HYA-&EFP-04906 ¦ SAU4005-G011-HYA-&EDA-04919 ¦ SAU4005-G011-HYA-&EDA-04925 ¦ SAU4005-G011-HNY-&MDA-04976 ¦ SAU4005-G011-HHA-&MDA-05015 ¦ SAU4005-G011-HAN-&MLU-04830 ¦ SAU4005-G011-HA_-&MPD-04883 ¦ SAU4005-G011-HA_-&MPL-04885 ¦ SAU4005-G011-HYA-&EDA-04890 ¦ SAU4005-G011-HYA-&EFP-04907 ¦ SAU4005-G011-HYA-&EEC-04908 ¦ SAU4005-G011-HYA-&EFQ-04921 ¦ SAU4005-G011-HYA-&EFQ-04936 ¦ SAU4005-G011-HNY-&MFQ-04958 ¦ SAU4005-G011-HNY-&MDA-04982 ¦ SAU4005-G011-HNY-&MDA-04998 ¦ SAU4005-G011-HHA-&MFQ-05000 ¦ SAU4005-G011-HHA-&MDA-05019 ¦ SAU4005-G011-HHA-&MDA-05026 ¦ SAU4005-G011-HHA-&MDA-05029 ¦ SAU4005-G011-___-&BAB-05068 ¦ SAU4005-G011-HHA-&MDA-05096 ¦ SAU4005-G011-HNE-&EFP-05115 ¦ SAU4005-G011-HYA-&EDA-04891 ¦ SAU4005-G011-HYA-&EDA-04918 ¦ SAU4005-G011-HNY-&MDA-04991 ¦ SAU4005-G011-HHA-&MDA-05030 | HRSG(V) - Electrical Load List ¦ HRSG(V) - Cable List for SCR ¦ HRSG(V) - Cable List for Duct Burner ¦ HRSG(V) - CEMS Electrical Load List ¦ HRSG(V) - CEMS Cable list ¦ HRSG(V) - Instrument List ¦ HRSG(V) - DCS I/O List ¦ HRSG(V) - Instrument List for Diverter & Guillotine Damper ¦ HRSG(V) - PLC I/O List for Diverter Damper (include Datalink IO list) ¦ HRSG(V) - Instrument List for SCR ¦ HRSG(V) - Instrument List for Duct Burner ¦ HRSG(V) - Vent & Drain Line (Module /Field weld) ¦ HRSG(V) - Line List ¦ HRSG(V) - Terminal Point List ¦ HRSG(V) - MOV List ¦ HRSG(V) - Alarm Set Point List ¦ HRSG(V) - Utility Consumption List ¦ HRSG(V) - Alarm and Trip Setting List for Diverter & Guillotine Damper ¦ HRSG(V) - Alarm and Trip Setting List for for CEMS ¦ HRSG(V) - Alarm and Trip Setting List for SCR ¦ HRSG(V) - Line List for SCR ¦ HRSG(V) - I/O List for SCR ¦ HRSG(V) - Alarm and Trip Setting List for Duct Burner ¦ HRSG(V) - Line List for Duct Burner ¦ HRSG(V) - BMS Communication List ¦ HRSG(V) - I/O List for DUCT BURNER ¦ HRSG(V) - Equipment List ¦ HRSG(V) - BMS IO List ¦ HRSG(V) - CEMS I/O Signals exchange List ¦ HRSG(V) - Control Valve List ¦ HRSG(V) - Valve List for Diverter & Guillotine Damper ¦ HRSG(V) - Valve List for SCR ¦ HRSG(V) - Valve List for Duct Burner | Merged repeated electrical load list references across HRSG and HRSG(V) sources.
175 | HRSG Vendor Document List | HRSG Instrument List | 5465 | Fadhili ¦ Grati ¦ Karabatan ¦ Turkistan ¦ Ukudu | T14211-7318-02-ME-B16-117 ¦ T14211-7318-02-ME-B16-223 ¦ T14211-7318-02-ME-E29-001 ¦ T16182-YL00-P0LB-122075 ¦ T16182-YL00-P0LB-122076 ¦ GRT-YL00-P1H-300051 ¦ T14211-7318-02-ME-H20-001 ¦ T14211-7318-02-ME-B16-113 ¦ T14211-7318-02-ME-B16-229 ¦ T14211-7318-02-ME-H21-001 ¦ CCP-W-B114-02-ME-H20-0068 ¦ CCP-W-B114-02-ME-H20-1014 ¦ T16182-XL00-P0LB-122030 ¦ T16182-XL00-P0LB-122031 ¦ T16182-XN00-P0LB-122033 ¦ T16182-XV00-P0LB-122038 ¦ T16182-XV00-P0LB-122039 ¦ T16182-YK10-P0LB-122077 ¦ T16182-YT01-P0LB-122102 ¦ GRT-QA00-P0H-040007 ¦ GRT-QA00-P0H-040009 ¦ GRT-QA00-P0H-040011 ¦ GRT-XL00-P1H-300028 ¦ T14211-7318-02-ME-P06-101 ¦ T14211-7318-02-ME-B16-119 ¦ T14211-7318-02-ME-B16-219 ¦ T14211-7318-02-ME-B16-228 ¦ T14211-7318-02-ME-B16-236 ¦ T14211-7318-02-ME-P14-001 ¦ T14211-7318-02-ME-B05-241~250 ¦ T14211-7318-02-ME-P10-101 ¦ CCP-W-B114-02-ME-B15-0001 ¦ CCP-W-B114-02-ME-P10-0061 ¦ CCP-W-B114-02-ME-P14-0062 ¦ CCP-W-B114-02-ME-P10-1013 ¦ T16182-XN00-P0LB-122034 ¦ GRT-QA00-P0H-040015 ¦ GRT-XN00-P1H-300029 ¦ T14211-7318-02-ME-B16-112 ¦ T14211-7318-02-ME-B16-227 | HRSG_Cable List for Diverter & Guillotine Damper ¦ HRSG_BMS Cable & Panel Terminal List for Duct Burner System ¦ HRSG_Electrical load List for HRSG ¦ HRSG - INSTRUMENT LIST ¦ HRSG - INSTRUMENT LIST FOR DUCT BURNER SYSTEM ¦ [HRSG]_INSTRUMENT LIST ¦ HRSG_Instrument List ¦ HRSG_Instrument List for Diverter & Guillotine Damper ¦ HRSG_Instrument List for Duct Burner System ¦ HRSG_Diverter Damper - Instrument List ¦ HRSG_INSTRUMENT LIST ¦ HRSG_DCS I/O LIST ¦ HRSG - LINE LIST ¦ HRSG - LINE LIST FOR DUCT BURNER SYSTEM ¦ HRSG - MOV & CV LIST ¦ HRSG - BMS PANEL PART LIST FOR DUCT BURNER SYSTEM ¦ HRSG - EQUIPMENT LIST ¦ HRSG - ALARM AND TRIP SETTING LIST FOR DUCT BURNER SYSTEM ¦ HRSG - I/O LIST FOR BMS AND CEMS ¦ [HRSG]_Welders List for HRSG Heat Exchanger ¦ [HRSG]_Welders List for HRSG HP Drum ¦ [HRSG]_Welders List for HRSG LP Drum ¦ [HRSG]_LINE LIST ¦ HRSG_MOV & CV List ¦ HRSG_Alarm and Trip Setting List for Diverter & Guillotine Damper ¦ HRSG_BMS Panel Part List for Duct Burner System ¦ HRSG_Line List for Duct Burner System ¦ HRSG_Alarm and Trip Setting List for Duct Burner System ¦ HRSG_Line list with electronic file(EXCEL) ¦ HRSG_Vent & Drain Line (Module /Field weld) ¦ HRSG_Thermal Insulation List ¦ HRSG_Valves List ¦ HRSG_Lines List ¦ HRSG_Diverter Damper - Valves List ¦ HRSG_MOV LIST ¦ HRSG_LINE LIST ¦ HRSG - VALVE LIST FOR DUCT BURNER SYSTEM ¦ Welders List for HRSG Piping ¦ [HRSG]_VALVE LIST ¦ [HRSG]_Welders List for HRSG Piping ¦ HRSG_EXTERNAL PIPING LINE LIST ¦ HRSG_Valve List for Diverter & Guillotine Damper ¦ HRSG_Valve List for Duct Burner System ¦ HRSG_CONTROL VALVE LIST | Merged generic HRSG instrument list variants into a standard instrument list deliverable.
175 | HRSG Vendor Document List | HRSG Instrument List | 5698 | R&N | SAU4005-G011-HYA-&EPC-04939 ¦ SAU4005-G011-HNY-&MDA-04960 ¦ SAU4005-G011-HHA-&MDA-05002 ¦ SAU4005-G011-HNE-&EPC-05106 ¦ SAU4005-G011-HNE-&EPA-05112 ¦ SAU4005-G011-HYA-&EPC-04892 ¦ SAU4005-G011-HYA-&EFP-04906 ¦ SAU4005-G011-HYA-&EDA-04919 ¦ SAU4005-G011-HYA-&EDA-04925 ¦ SAU4005-G011-HNY-&MDA-04976 ¦ SAU4005-G011-HHA-&MDA-05015 ¦ SAU4005-G011-HAN-&MLU-04830 ¦ SAU4005-G011-HA_-&MPD-04883 ¦ SAU4005-G011-HA_-&MPL-04885 ¦ SAU4005-G011-HYA-&EDA-04890 ¦ SAU4005-G011-HYA-&EFP-04907 ¦ SAU4005-G011-HYA-&EEC-04908 ¦ SAU4005-G011-HYA-&EFQ-04921 ¦ SAU4005-G011-HYA-&EFQ-04936 ¦ SAU4005-G011-HNY-&MFQ-04958 ¦ SAU4005-G011-HNY-&MDA-04982 ¦ SAU4005-G011-HNY-&MDA-04998 ¦ SAU4005-G011-HHA-&MFQ-05000 ¦ SAU4005-G011-HHA-&MDA-05019 ¦ SAU4005-G011-HHA-&MDA-05026 ¦ SAU4005-G011-HHA-&MDA-05029 ¦ SAU4005-G011-___-&BAB-05068 ¦ SAU4005-G011-HHA-&MDA-05096 ¦ SAU4005-G011-HNE-&EFP-05115 ¦ SAU4005-G011-HYA-&EDA-04891 ¦ SAU4005-G011-HYA-&EDA-04918 ¦ SAU4005-G011-HNY-&MDA-04991 ¦ SAU4005-G011-HHA-&MDA-05030 | HRSG(V) - Electrical Load List ¦ HRSG(V) - Cable List for SCR ¦ HRSG(V) - Cable List for Duct Burner ¦ HRSG(V) - CEMS Electrical Load List ¦ HRSG(V) - CEMS Cable list ¦ HRSG(V) - Instrument List ¦ HRSG(V) - DCS I/O List ¦ HRSG(V) - Instrument List for Diverter & Guillotine Damper ¦ HRSG(V) - PLC I/O List for Diverter Damper (include Datalink IO list) ¦ HRSG(V) - Instrument List for SCR ¦ HRSG(V) - Instrument List for Duct Burner ¦ HRSG(V) - Vent & Drain Line (Module /Field weld) ¦ HRSG(V) - Line List ¦ HRSG(V) - Terminal Point List ¦ HRSG(V) - MOV List ¦ HRSG(V) - Alarm Set Point List ¦ HRSG(V) - Utility Consumption List ¦ HRSG(V) - Alarm and Trip Setting List for Diverter & Guillotine Damper ¦ HRSG(V) - Alarm and Trip Setting List for for CEMS ¦ HRSG(V) - Alarm and Trip Setting List for SCR ¦ HRSG(V) - Line List for SCR ¦ HRSG(V) - I/O List for SCR ¦ HRSG(V) - Alarm and Trip Setting List for Duct Burner ¦ HRSG(V) - Line List for Duct Burner ¦ HRSG(V) - BMS Communication List ¦ HRSG(V) - I/O List for DUCT BURNER ¦ HRSG(V) - Equipment List ¦ HRSG(V) - BMS IO List ¦ HRSG(V) - CEMS I/O Signals exchange List ¦ HRSG(V) - Control Valve List ¦ HRSG(V) - Valve List for Diverter & Guillotine Damper ¦ HRSG(V) - Valve List for SCR ¦ HRSG(V) - Valve List for Duct Burner | Merged generic HRSG instrument list variants into a standard instrument list deliverable.
176 | HRSG Vendor Document List | Diverter & Guillotine Damper Instrument List | 5465 | Fadhili ¦ Grati ¦ Karabatan ¦ Turkistan ¦ Ukudu | T14211-7318-02-ME-B16-117 ¦ T14211-7318-02-ME-B16-223 ¦ T14211-7318-02-ME-E29-001 ¦ T16182-YL00-P0LB-122075 ¦ T16182-YL00-P0LB-122076 ¦ GRT-YL00-P1H-300051 ¦ T14211-7318-02-ME-H20-001 ¦ T14211-7318-02-ME-B16-113 ¦ T14211-7318-02-ME-B16-229 ¦ T14211-7318-02-ME-H21-001 ¦ CCP-W-B114-02-ME-H20-0068 ¦ CCP-W-B114-02-ME-H20-1014 ¦ T16182-XL00-P0LB-122030 ¦ T16182-XL00-P0LB-122031 ¦ T16182-XN00-P0LB-122033 ¦ T16182-XV00-P0LB-122038 ¦ T16182-XV00-P0LB-122039 ¦ T16182-YK10-P0LB-122077 ¦ T16182-YT01-P0LB-122102 ¦ GRT-QA00-P0H-040007 ¦ GRT-QA00-P0H-040009 ¦ GRT-QA00-P0H-040011 ¦ GRT-XL00-P1H-300028 ¦ T14211-7318-02-ME-P06-101 ¦ T14211-7318-02-ME-B16-119 ¦ T14211-7318-02-ME-B16-219 ¦ T14211-7318-02-ME-B16-228 ¦ T14211-7318-02-ME-B16-236 ¦ T14211-7318-02-ME-P14-001 ¦ T14211-7318-02-ME-B05-241~250 ¦ T14211-7318-02-ME-P10-101 ¦ CCP-W-B114-02-ME-B15-0001 ¦ CCP-W-B114-02-ME-P10-0061 ¦ CCP-W-B114-02-ME-P14-0062 ¦ CCP-W-B114-02-ME-P10-1013 ¦ T16182-XN00-P0LB-122034 ¦ GRT-QA00-P0H-040015 ¦ GRT-XN00-P1H-300029 ¦ T14211-7318-02-ME-B16-112 ¦ T14211-7318-02-ME-B16-227 | HRSG_Cable List for Diverter & Guillotine Damper ¦ HRSG_BMS Cable & Panel Terminal List for Duct Burner System ¦ HRSG_Electrical load List for HRSG ¦ HRSG - INSTRUMENT LIST ¦ HRSG - INSTRUMENT LIST FOR DUCT BURNER SYSTEM ¦ [HRSG]_INSTRUMENT LIST ¦ HRSG_Instrument List ¦ HRSG_Instrument List for Diverter & Guillotine Damper ¦ HRSG_Instrument List for Duct Burner System ¦ HRSG_Diverter Damper - Instrument List ¦ HRSG_INSTRUMENT LIST ¦ HRSG_DCS I/O LIST ¦ HRSG - LINE LIST ¦ HRSG - LINE LIST FOR DUCT BURNER SYSTEM ¦ HRSG - MOV & CV LIST ¦ HRSG - BMS PANEL PART LIST FOR DUCT BURNER SYSTEM ¦ HRSG - EQUIPMENT LIST ¦ HRSG - ALARM AND TRIP SETTING LIST FOR DUCT BURNER SYSTEM ¦ HRSG - I/O LIST FOR BMS AND CEMS ¦ [HRSG]_Welders List for HRSG Heat Exchanger ¦ [HRSG]_Welders List for HRSG HP Drum ¦ [HRSG]_Welders List for HRSG LP Drum ¦ [HRSG]_LINE LIST ¦ HRSG_MOV & CV List ¦ HRSG_Alarm and Trip Setting List for Diverter & Guillotine Damper ¦ HRSG_BMS Panel Part List for Duct Burner System ¦ HRSG_Line List for Duct Burner System ¦ HRSG_Alarm and Trip Setting List for Duct Burner System ¦ HRSG_Line list with electronic file(EXCEL) ¦ HRSG_Vent & Drain Line (Module /Field weld) ¦ HRSG_Thermal Insulation List ¦ HRSG_Valves List ¦ HRSG_Lines List ¦ HRSG_Diverter Damper - Valves List ¦ HRSG_MOV LIST ¦ HRSG_LINE LIST ¦ HRSG - VALVE LIST FOR DUCT BURNER SYSTEM ¦ Welders List for HRSG Piping ¦ [HRSG]_VALVE LIST ¦ [HRSG]_Welders List for HRSG Piping ¦ HRSG_EXTERNAL PIPING LINE LIST ¦ HRSG_Valve List for Diverter & Guillotine Damper ¦ HRSG_Valve List for Duct Burner System ¦ HRSG_CONTROL VALVE LIST | Separated diverter/guillotine-specific instrument list as an equipment-specific list referenced explicitly.
176 | HRSG Vendor Document List | Diverter & Guillotine Damper Instrument List | 5698 | R&N | SAU4005-G011-HYA-&EPC-04939 ¦ SAU4005-G011-HNY-&MDA-04960 ¦ SAU4005-G011-HHA-&MDA-05002 ¦ SAU4005-G011-HNE-&EPC-05106 ¦ SAU4005-G011-HNE-&EPA-05112 ¦ SAU4005-G011-HYA-&EPC-04892 ¦ SAU4005-G011-HYA-&EFP-04906 ¦ SAU4005-G011-HYA-&EDA-04919 ¦ SAU4005-G011-HYA-&EDA-04925 ¦ SAU4005-G011-HNY-&MDA-04976 ¦ SAU4005-G011-HHA-&MDA-05015 ¦ SAU4005-G011-HAN-&MLU-04830 ¦ SAU4005-G011-HA_-&MPD-04883 ¦ SAU4005-G011-HA_-&MPL-04885 ¦ SAU4005-G011-HYA-&EDA-04890 ¦ SAU4005-G011-HYA-&EFP-04907 ¦ SAU4005-G011-HYA-&EEC-04908 ¦ SAU4005-G011-HYA-&EFQ-04921 ¦ SAU4005-G011-HYA-&EFQ-04936 ¦ SAU4005-G011-HNY-&MFQ-04958 ¦ SAU4005-G011-HNY-&MDA-04982 ¦ SAU4005-G011-HNY-&MDA-04998 ¦ SAU4005-G011-HHA-&MFQ-05000 ¦ SAU4005-G011-HHA-&MDA-05019 ¦ SAU4005-G011-HHA-&MDA-05026 ¦ SAU4005-G011-HHA-&MDA-05029 ¦ SAU4005-G011-___-&BAB-05068 ¦ SAU4005-G011-HHA-&MDA-05096 ¦ SAU4005-G011-HNE-&EFP-05115 ¦ SAU4005-G011-HYA-&EDA-04891 ¦ SAU4005-G011-HYA-&EDA-04918 ¦ SAU4005-G011-HNY-&MDA-04991 ¦ SAU4005-G011-HHA-&MDA-05030 | HRSG(V) - Electrical Load List ¦ HRSG(V) - Cable List for SCR ¦ HRSG(V) - Cable List for Duct Burner ¦ HRSG(V) - CEMS Electrical Load List ¦ HRSG(V) - CEMS Cable list ¦ HRSG(V) - Instrument List ¦ HRSG(V) - DCS I/O List ¦ HRSG(V) - Instrument List for Diverter & Guillotine Damper ¦ HRSG(V) - PLC I/O List for Diverter Damper (include Datalink IO list) ¦ HRSG(V) - Instrument List for SCR ¦ HRSG(V) - Instrument List for Duct Burner ¦ HRSG(V) - Vent & Drain Line (Module /Field weld) ¦ HRSG(V) - Line List ¦ HRSG(V) - Terminal Point List ¦ HRSG(V) - MOV List ¦ HRSG(V) - Alarm Set Point List ¦ HRSG(V) - Utility Consumption List ¦ HRSG(V) - Alarm and Trip Setting List for Diverter & Guillotine Damper ¦ HRSG(V) - Alarm and Trip Setting List for for CEMS ¦ HRSG(V) - Alarm and Trip Setting List for SCR ¦ HRSG(V) - Line List for SCR ¦ HRSG(V) - I/O List for SCR ¦ HRSG(V) - Alarm and Trip Setting List for Duct Burner ¦ HRSG(V) - Line List for Duct Burner ¦ HRSG(V) - BMS Communication List ¦ HRSG(V) - I/O List for DUCT BURNER ¦ HRSG(V) - Equipment List ¦ HRSG(V) - BMS IO List ¦ HRSG(V) - CEMS I/O Signals exchange List ¦ HRSG(V) - Control Valve List ¦ HRSG(V) - Valve List for Diverter & Guillotine Damper ¦ HRSG(V) - Valve List for SCR ¦ HRSG(V) - Valve List for Duct Burner | Separated diverter/guillotine-specific instrument list as an equipment-specific list referenced explicitly.
177 | HRSG Vendor Document List | HRSG DCS I/O List | 5465 | Fadhili ¦ Grati ¦ Karabatan ¦ Turkistan ¦ Ukudu | T14211-7318-02-ME-B16-117 ¦ T14211-7318-02-ME-B16-223 ¦ T14211-7318-02-ME-E29-001 ¦ T16182-YL00-P0LB-122075 ¦ T16182-YL00-P0LB-122076 ¦ GRT-YL00-P1H-300051 ¦ T14211-7318-02-ME-H20-001 ¦ T14211-7318-02-ME-B16-113 ¦ T14211-7318-02-ME-B16-229 ¦ T14211-7318-02-ME-H21-001 ¦ CCP-W-B114-02-ME-H20-0068 ¦ CCP-W-B114-02-ME-H20-1014 ¦ T16182-XL00-P0LB-122030 ¦ T16182-XL00-P0LB-122031 ¦ T16182-XN00-P0LB-122033 ¦ T16182-XV00-P0LB-122038 ¦ T16182-XV00-P0LB-122039 ¦ T16182-YK10-P0LB-122077 ¦ T16182-YT01-P0LB-122102 ¦ GRT-QA00-P0H-040007 ¦ GRT-QA00-P0H-040009 ¦ GRT-QA00-P0H-040011 ¦ GRT-XL00-P1H-300028 ¦ T14211-7318-02-ME-P06-101 ¦ T14211-7318-02-ME-B16-119 ¦ T14211-7318-02-ME-B16-219 ¦ T14211-7318-02-ME-B16-228 ¦ T14211-7318-02-ME-B16-236 ¦ T14211-7318-02-ME-P14-001 ¦ T14211-7318-02-ME-B05-241~250 ¦ T14211-7318-02-ME-P10-101 ¦ CCP-W-B114-02-ME-B15-0001 ¦ CCP-W-B114-02-ME-P10-0061 ¦ CCP-W-B114-02-ME-P14-0062 ¦ CCP-W-B114-02-ME-P10-1013 ¦ T16182-XN00-P0LB-122034 ¦ GRT-QA00-P0H-040015 ¦ GRT-XN00-P1H-300029 ¦ T14211-7318-02-ME-B16-112 ¦ T14211-7318-02-ME-B16-227 | HRSG_Cable List for Diverter & Guillotine Damper ¦ HRSG_BMS Cable & Panel Terminal List for Duct Burner System ¦ HRSG_Electrical load List for HRSG ¦ HRSG - INSTRUMENT LIST ¦ HRSG - INSTRUMENT LIST FOR DUCT BURNER SYSTEM ¦ [HRSG]_INSTRUMENT LIST ¦ HRSG_Instrument List ¦ HRSG_Instrument List for Diverter & Guillotine Damper ¦ HRSG_Instrument List for Duct Burner System ¦ HRSG_Diverter Damper - Instrument List ¦ HRSG_INSTRUMENT LIST ¦ HRSG_DCS I/O LIST ¦ HRSG - LINE LIST ¦ HRSG - LINE LIST FOR DUCT BURNER SYSTEM ¦ HRSG - MOV & CV LIST ¦ HRSG - BMS PANEL PART LIST FOR DUCT BURNER SYSTEM ¦ HRSG - EQUIPMENT LIST ¦ HRSG - ALARM AND TRIP SETTING LIST FOR DUCT BURNER SYSTEM ¦ HRSG - I/O LIST FOR BMS AND CEMS ¦ [HRSG]_Welders List for HRSG Heat Exchanger ¦ [HRSG]_Welders List for HRSG HP Drum ¦ [HRSG]_Welders List for HRSG LP Drum ¦ [HRSG]_LINE LIST ¦ HRSG_MOV & CV List ¦ HRSG_Alarm and Trip Setting List for Diverter & Guillotine Damper ¦ HRSG_BMS Panel Part List for Duct Burner System ¦ HRSG_Line List for Duct Burner System ¦ HRSG_Alarm and Trip Setting List for Duct Burner System ¦ HRSG_Line list with electronic file(EXCEL) ¦ HRSG_Vent & Drain Line (Module /Field weld) ¦ HRSG_Thermal Insulation List ¦ HRSG_Valves List ¦ HRSG_Lines List ¦ HRSG_Diverter Damper - Valves List ¦ HRSG_MOV LIST ¦ HRSG_LINE LIST ¦ HRSG - VALVE LIST FOR DUCT BURNER SYSTEM ¦ Welders List for HRSG Piping ¦ [HRSG]_VALVE LIST ¦ [HRSG]_Welders List for HRSG Piping ¦ HRSG_EXTERNAL PIPING LINE LIST ¦ HRSG_Valve List for Diverter & Guillotine Damper ¦ HRSG_Valve List for Duct Burner System ¦ HRSG_CONTROL VALVE LIST | Merged DCS I/O list occurrences; maintained as distinct from PLC/BMS I/O lists.
177 | HRSG Vendor Document List | HRSG DCS I/O List | 5698 | R&N | SAU4005-G011-HYA-&EPC-04939 ¦ SAU4005-G011-HNY-&MDA-04960 ¦ SAU4005-G011-HHA-&MDA-05002 ¦ SAU4005-G011-HNE-&EPC-05106 ¦ SAU4005-G011-HNE-&EPA-05112 ¦ SAU4005-G011-HYA-&EPC-04892 ¦ SAU4005-G011-HYA-&EFP-04906 ¦ SAU4005-G011-HYA-&EDA-04919 ¦ SAU4005-G011-HYA-&EDA-04925 ¦ SAU4005-G011-HNY-&MDA-04976 ¦ SAU4005-G011-HHA-&MDA-05015 ¦ SAU4005-G011-HAN-&MLU-04830 ¦ SAU4005-G011-HA_-&MPD-04883 ¦ SAU4005-G011-HA_-&MPL-04885 ¦ SAU4005-G011-HYA-&EDA-04890 ¦ SAU4005-G011-HYA-&EFP-04907 ¦ SAU4005-G011-HYA-&EEC-04908 ¦ SAU4005-G011-HYA-&EFQ-04921 ¦ SAU4005-G011-HYA-&EFQ-04936 ¦ SAU4005-G011-HNY-&MFQ-04958 ¦ SAU4005-G011-HNY-&MDA-04982 ¦ SAU4005-G011-HNY-&MDA-04998 ¦ SAU4005-G011-HHA-&MFQ-05000 ¦ SAU4005-G011-HHA-&MDA-05019 ¦ SAU4005-G011-HHA-&MDA-05026 ¦ SAU4005-G011-HHA-&MDA-05029 ¦ SAU4005-G011-___-&BAB-05068 ¦ SAU4005-G011-HHA-&MDA-05096 ¦ SAU4005-G011-HNE-&EFP-05115 ¦ SAU4005-G011-HYA-&EDA-04891 ¦ SAU4005-G011-HYA-&EDA-04918 ¦ SAU4005-G011-HNY-&MDA-04991 ¦ SAU4005-G011-HHA-&MDA-05030 | HRSG(V) - Electrical Load List ¦ HRSG(V) - Cable List for SCR ¦ HRSG(V) - Cable List for Duct Burner ¦ HRSG(V) - CEMS Electrical Load List ¦ HRSG(V) - CEMS Cable list ¦ HRSG(V) - Instrument List ¦ HRSG(V) - DCS I/O List ¦ HRSG(V) - Instrument List for Diverter & Guillotine Damper ¦ HRSG(V) - PLC I/O List for Diverter Damper (include Datalink IO list) ¦ HRSG(V) - Instrument List for SCR ¦ HRSG(V) - Instrument List for Duct Burner ¦ HRSG(V) - Vent & Drain Line (Module /Field weld) ¦ HRSG(V) - Line List ¦ HRSG(V) - Terminal Point List ¦ HRSG(V) - MOV List ¦ HRSG(V) - Alarm Set Point List ¦ HRSG(V) - Utility Consumption List ¦ HRSG(V) - Alarm and Trip Setting List for Diverter & Guillotine Damper ¦ HRSG(V) - Alarm and Trip Setting List for for CEMS ¦ HRSG(V) - Alarm and Trip Setting List for SCR ¦ HRSG(V) - Line List for SCR ¦ HRSG(V) - I/O List for SCR ¦ HRSG(V) - Alarm and Trip Setting List for Duct Burner ¦ HRSG(V) - Line List for Duct Burner ¦ HRSG(V) - BMS Communication List ¦ HRSG(V) - I/O List for DUCT BURNER ¦ HRSG(V) - Equipment List ¦ HRSG(V) - BMS IO List ¦ HRSG(V) - CEMS I/O Signals exchange List ¦ HRSG(V) - Control Valve List ¦ HRSG(V) - Valve List for Diverter & Guillotine Damper ¦ HRSG(V) - Valve List for SCR ¦ HRSG(V) - Valve List for Duct Burner | Merged DCS I/O list occurrences; maintained as distinct from PLC/BMS I/O lists.
178 | HRSG Vendor Document List | HRSG Line List | 5465 | Fadhili ¦ Grati ¦ Karabatan ¦ Turkistan ¦ Ukudu | T14211-7318-02-ME-B16-117 ¦ T14211-7318-02-ME-B16-223 ¦ T14211-7318-02-ME-E29-001 ¦ T16182-YL00-P0LB-122075 ¦ T16182-YL00-P0LB-122076 ¦ GRT-YL00-P1H-300051 ¦ T14211-7318-02-ME-H20-001 ¦ T14211-7318-02-ME-B16-113 ¦ T14211-7318-02-ME-B16-229 ¦ T14211-7318-02-ME-H21-001 ¦ CCP-W-B114-02-ME-H20-0068 ¦ CCP-W-B114-02-ME-H20-1014 ¦ T16182-XL00-P0LB-122030 ¦ T16182-XL00-P0LB-122031 ¦ T16182-XN00-P0LB-122033 ¦ T16182-XV00-P0LB-122038 ¦ T16182-XV00-P0LB-122039 ¦ T16182-YK10-P0LB-122077 ¦ T16182-YT01-P0LB-122102 ¦ GRT-QA00-P0H-040007 ¦ GRT-QA00-P0H-040009 ¦ GRT-QA00-P0H-040011 ¦ GRT-XL00-P1H-300028 ¦ T14211-7318-02-ME-P06-101 ¦ T14211-7318-02-ME-B16-119 ¦ T14211-7318-02-ME-B16-219 ¦ T14211-7318-02-ME-B16-228 ¦ T14211-7318-02-ME-B16-236 ¦ T14211-7318-02-ME-P14-001 ¦ T14211-7318-02-ME-B05-241~250 ¦ T14211-7318-02-ME-P10-101 ¦ CCP-W-B114-02-ME-B15-0001 ¦ CCP-W-B114-02-ME-P10-0061 ¦ CCP-W-B114-02-ME-P14-0062 ¦ CCP-W-B114-02-ME-P10-1013 ¦ T16182-XN00-P0LB-122034 ¦ GRT-QA00-P0H-040015 ¦ GRT-XN00-P1H-300029 ¦ T14211-7318-02-ME-B16-112 ¦ T14211-7318-02-ME-B16-227 | HRSG_Cable List for Diverter & Guillotine Damper ¦ HRSG_BMS Cable & Panel Terminal List for Duct Burner System ¦ HRSG_Electrical load List for HRSG ¦ HRSG - INSTRUMENT LIST ¦ HRSG - INSTRUMENT LIST FOR DUCT BURNER SYSTEM ¦ [HRSG]_INSTRUMENT LIST ¦ HRSG_Instrument List ¦ HRSG_Instrument List for Diverter & Guillotine Damper ¦ HRSG_Instrument List for Duct Burner System ¦ HRSG_Diverter Damper - Instrument List ¦ HRSG_INSTRUMENT LIST ¦ HRSG_DCS I/O LIST ¦ HRSG - LINE LIST ¦ HRSG - LINE LIST FOR DUCT BURNER SYSTEM ¦ HRSG - MOV & CV LIST ¦ HRSG - BMS PANEL PART LIST FOR DUCT BURNER SYSTEM ¦ HRSG - EQUIPMENT LIST ¦ HRSG - ALARM AND TRIP SETTING LIST FOR DUCT BURNER SYSTEM ¦ HRSG - I/O LIST FOR BMS AND CEMS ¦ [HRSG]_Welders List for HRSG Heat Exchanger ¦ [HRSG]_Welders List for HRSG HP Drum ¦ [HRSG]_Welders List for HRSG LP Drum ¦ [HRSG]_LINE LIST ¦ HRSG_MOV & CV List ¦ HRSG_Alarm and Trip Setting List for Diverter & Guillotine Damper ¦ HRSG_BMS Panel Part List for Duct Burner System ¦ HRSG_Line List for Duct Burner System ¦ HRSG_Alarm and Trip Setting List for Duct Burner System ¦ HRSG_Line list with electronic file(EXCEL) ¦ HRSG_Vent & Drain Line (Module /Field weld) ¦ HRSG_Thermal Insulation List ¦ HRSG_Valves List ¦ HRSG_Lines List ¦ HRSG_Diverter Damper - Valves List ¦ HRSG_MOV LIST ¦ HRSG_LINE LIST ¦ HRSG - VALVE LIST FOR DUCT BURNER SYSTEM ¦ Welders List for HRSG Piping ¦ [HRSG]_VALVE LIST ¦ [HRSG]_Welders List for HRSG Piping ¦ HRSG_EXTERNAL PIPING LINE LIST ¦ HRSG_Valve List for Diverter & Guillotine Damper ¦ HRSG_Valve List for Duct Burner System ¦ HRSG_CONTROL VALVE LIST | Merged generic HRSG line list occurrences including electronic file mention; kept separate from SCR/duct burner line lists.
178 | HRSG Vendor Document List | HRSG Line List | 5698 | R&N | SAU4005-G011-HYA-&EPC-04939 ¦ SAU4005-G011-HNY-&MDA-04960 ¦ SAU4005-G011-HHA-&MDA-05002 ¦ SAU4005-G011-HNE-&EPC-05106 ¦ SAU4005-G011-HNE-&EPA-05112 ¦ SAU4005-G011-HYA-&EPC-04892 ¦ SAU4005-G011-HYA-&EFP-04906 ¦ SAU4005-G011-HYA-&EDA-04919 ¦ SAU4005-G011-HYA-&EDA-04925 ¦ SAU4005-G011-HNY-&MDA-04976 ¦ SAU4005-G011-HHA-&MDA-05015 ¦ SAU4005-G011-HAN-&MLU-04830 ¦ SAU4005-G011-HA_-&MPD-04883 ¦ SAU4005-G011-HA_-&MPL-04885 ¦ SAU4005-G011-HYA-&EDA-04890 ¦ SAU4005-G011-HYA-&EFP-04907 ¦ SAU4005-G011-HYA-&EEC-04908 ¦ SAU4005-G011-HYA-&EFQ-04921 ¦ SAU4005-G011-HYA-&EFQ-04936 ¦ SAU4005-G011-HNY-&MFQ-04958 ¦ SAU4005-G011-HNY-&MDA-04982 ¦ SAU4005-G011-HNY-&MDA-04998 ¦ SAU4005-G011-HHA-&MFQ-05000 ¦ SAU4005-G011-HHA-&MDA-05019 ¦ SAU4005-G011-HHA-&MDA-05026 ¦ SAU4005-G011-HHA-&MDA-05029 ¦ SAU4005-G011-___-&BAB-05068 ¦ SAU4005-G011-HHA-&MDA-05096 ¦ SAU4005-G011-HNE-&EFP-05115 ¦ SAU4005-G011-HYA-&EDA-04891 ¦ SAU4005-G011-HYA-&EDA-04918 ¦ SAU4005-G011-HNY-&MDA-04991 ¦ SAU4005-G011-HHA-&MDA-05030 | HRSG(V) - Electrical Load List ¦ HRSG(V) - Cable List for SCR ¦ HRSG(V) - Cable List for Duct Burner ¦ HRSG(V) - CEMS Electrical Load List ¦ HRSG(V) - CEMS Cable list ¦ HRSG(V) - Instrument List ¦ HRSG(V) - DCS I/O List ¦ HRSG(V) - Instrument List for Diverter & Guillotine Damper ¦ HRSG(V) - PLC I/O List for Diverter Damper (include Datalink IO list) ¦ HRSG(V) - Instrument List for SCR ¦ HRSG(V) - Instrument List for Duct Burner ¦ HRSG(V) - Vent & Drain Line (Module /Field weld) ¦ HRSG(V) - Line List ¦ HRSG(V) - Terminal Point List ¦ HRSG(V) - MOV List ¦ HRSG(V) - Alarm Set Point List ¦ HRSG(V) - Utility Consumption List ¦ HRSG(V) - Alarm and Trip Setting List for Diverter & Guillotine Damper ¦ HRSG(V) - Alarm and Trip Setting List for for CEMS ¦ HRSG(V) - Alarm and Trip Setting List for SCR ¦ HRSG(V) - Line List for SCR ¦ HRSG(V) - I/O List for SCR ¦ HRSG(V) - Alarm and Trip Setting List for Duct Burner ¦ HRSG(V) - Line List for Duct Burner ¦ HRSG(V) - BMS Communication List ¦ HRSG(V) - I/O List for DUCT BURNER ¦ HRSG(V) - Equipment List ¦ HRSG(V) - BMS IO List ¦ HRSG(V) - CEMS I/O Signals exchange List ¦ HRSG(V) - Control Valve List ¦ HRSG(V) - Valve List for Diverter & Guillotine Damper ¦ HRSG(V) - Valve List for SCR ¦ HRSG(V) - Valve List for Duct Burner | Merged generic HRSG line list occurrences including electronic file mention; kept separate from SCR/duct burner line lists.
179 | HRSG Vendor Document List | HRSG Vent & Drain Line List | 5465 | Fadhili ¦ Grati ¦ Karabatan ¦ Turkistan ¦ Ukudu | T14211-7318-02-ME-B16-117 ¦ T14211-7318-02-ME-B16-223 ¦ T14211-7318-02-ME-E29-001 ¦ T16182-YL00-P0LB-122075 ¦ T16182-YL00-P0LB-122076 ¦ GRT-YL00-P1H-300051 ¦ T14211-7318-02-ME-H20-001 ¦ T14211-7318-02-ME-B16-113 ¦ T14211-7318-02-ME-B16-229 ¦ T14211-7318-02-ME-H21-001 ¦ CCP-W-B114-02-ME-H20-0068 ¦ CCP-W-B114-02-ME-H20-1014 ¦ T16182-XL00-P0LB-122030 ¦ T16182-XL00-P0LB-122031 ¦ T16182-XN00-P0LB-122033 ¦ T16182-XV00-P0LB-122038 ¦ T16182-XV00-P0LB-122039 ¦ T16182-YK10-P0LB-122077 ¦ T16182-YT01-P0LB-122102 ¦ GRT-QA00-P0H-040007 ¦ GRT-QA00-P0H-040009 ¦ GRT-QA00-P0H-040011 ¦ GRT-XL00-P1H-300028 ¦ T14211-7318-02-ME-P06-101 ¦ T14211-7318-02-ME-B16-119 ¦ T14211-7318-02-ME-B16-219 ¦ T14211-7318-02-ME-B16-228 ¦ T14211-7318-02-ME-B16-236 ¦ T14211-7318-02-ME-P14-001 ¦ T14211-7318-02-ME-B05-241~250 ¦ T14211-7318-02-ME-P10-101 ¦ CCP-W-B114-02-ME-B15-0001 ¦ CCP-W-B114-02-ME-P10-0061 ¦ CCP-W-B114-02-ME-P14-0062 ¦ CCP-W-B114-02-ME-P10-1013 ¦ T16182-XN00-P0LB-122034 ¦ GRT-QA00-P0H-040015 ¦ GRT-XN00-P1H-300029 ¦ T14211-7318-02-ME-B16-112 ¦ T14211-7318-02-ME-B16-227 | HRSG_Cable List for Diverter & Guillotine Damper ¦ HRSG_BMS Cable & Panel Terminal List for Duct Burner System ¦ HRSG_Electrical load List for HRSG ¦ HRSG - INSTRUMENT LIST ¦ HRSG - INSTRUMENT LIST FOR DUCT BURNER SYSTEM ¦ [HRSG]_INSTRUMENT LIST ¦ HRSG_Instrument List ¦ HRSG_Instrument List for Diverter & Guillotine Damper ¦ HRSG_Instrument List for Duct Burner System ¦ HRSG_Diverter Damper - Instrument List ¦ HRSG_INSTRUMENT LIST ¦ HRSG_DCS I/O LIST ¦ HRSG - LINE LIST ¦ HRSG - LINE LIST FOR DUCT BURNER SYSTEM ¦ HRSG - MOV & CV LIST ¦ HRSG - BMS PANEL PART LIST FOR DUCT BURNER SYSTEM ¦ HRSG - EQUIPMENT LIST ¦ HRSG - ALARM AND TRIP SETTING LIST FOR DUCT BURNER SYSTEM ¦ HRSG - I/O LIST FOR BMS AND CEMS ¦ [HRSG]_Welders List for HRSG Heat Exchanger ¦ [HRSG]_Welders List for HRSG HP Drum ¦ [HRSG]_Welders List for HRSG LP Drum ¦ [HRSG]_LINE LIST ¦ HRSG_MOV & CV List ¦ HRSG_Alarm and Trip Setting List for Diverter & Guillotine Damper ¦ HRSG_BMS Panel Part List for Duct Burner System ¦ HRSG_Line List for Duct Burner System ¦ HRSG_Alarm and Trip Setting List for Duct Burner System ¦ HRSG_Line list with electronic file(EXCEL) ¦ HRSG_Vent & Drain Line (Module /Field weld) ¦ HRSG_Thermal Insulation List ¦ HRSG_Valves List ¦ HRSG_Lines List ¦ HRSG_Diverter Damper - Valves List ¦ HRSG_MOV LIST ¦ HRSG_LINE LIST ¦ HRSG - VALVE LIST FOR DUCT BURNER SYSTEM ¦ Welders List for HRSG Piping ¦ [HRSG]_VALVE LIST ¦ [HRSG]_Welders List for HRSG Piping ¦ HRSG_EXTERNAL PIPING LINE LIST ¦ HRSG_Valve List for Diverter & Guillotine Damper ¦ HRSG_Valve List for Duct Burner System ¦ HRSG_CONTROL VALVE LIST | Standardized vent & drain line list references; classified under Drain System.
179 | HRSG Vendor Document List | HRSG Vent & Drain Line List | 5698 | R&N | SAU4005-G011-HYA-&EPC-04939 ¦ SAU4005-G011-HNY-&MDA-04960 ¦ SAU4005-G011-HHA-&MDA-05002 ¦ SAU4005-G011-HNE-&EPC-05106 ¦ SAU4005-G011-HNE-&EPA-05112 ¦ SAU4005-G011-HYA-&EPC-04892 ¦ SAU4005-G011-HYA-&EFP-04906 ¦ SAU4005-G011-HYA-&EDA-04919 ¦ SAU4005-G011-HYA-&EDA-04925 ¦ SAU4005-G011-HNY-&MDA-04976 ¦ SAU4005-G011-HHA-&MDA-05015 ¦ SAU4005-G011-HAN-&MLU-04830 ¦ SAU4005-G011-HA_-&MPD-04883 ¦ SAU4005-G011-HA_-&MPL-04885 ¦ SAU4005-G011-HYA-&EDA-04890 ¦ SAU4005-G011-HYA-&EFP-04907 ¦ SAU4005-G011-HYA-&EEC-04908 ¦ SAU4005-G011-HYA-&EFQ-04921 ¦ SAU4005-G011-HYA-&EFQ-04936 ¦ SAU4005-G011-HNY-&MFQ-04958 ¦ SAU4005-G011-HNY-&MDA-04982 ¦ SAU4005-G011-HNY-&MDA-04998 ¦ SAU4005-G011-HHA-&MFQ-05000 ¦ SAU4005-G011-HHA-&MDA-05019 ¦ SAU4005-G011-HHA-&MDA-05026 ¦ SAU4005-G011-HHA-&MDA-05029 ¦ SAU4005-G011-___-&BAB-05068 ¦ SAU4005-G011-HHA-&MDA-05096 ¦ SAU4005-G011-HNE-&EFP-05115 ¦ SAU4005-G011-HYA-&EDA-04891 ¦ SAU4005-G011-HYA-&EDA-04918 ¦ SAU4005-G011-HNY-&MDA-04991 ¦ SAU4005-G011-HHA-&MDA-05030 | HRSG(V) - Electrical Load List ¦ HRSG(V) - Cable List for SCR ¦ HRSG(V) - Cable List for Duct Burner ¦ HRSG(V) - CEMS Electrical Load List ¦ HRSG(V) - CEMS Cable list ¦ HRSG(V) - Instrument List ¦ HRSG(V) - DCS I/O List ¦ HRSG(V) - Instrument List for Diverter & Guillotine Damper ¦ HRSG(V) - PLC I/O List for Diverter Damper (include Datalink IO list) ¦ HRSG(V) - Instrument List for SCR ¦ HRSG(V) - Instrument List for Duct Burner ¦ HRSG(V) - Vent & Drain Line (Module /Field weld) ¦ HRSG(V) - Line List ¦ HRSG(V) - Terminal Point List ¦ HRSG(V) - MOV List ¦ HRSG(V) - Alarm Set Point List ¦ HRSG(V) - Utility Consumption List ¦ HRSG(V) - Alarm and Trip Setting List for Diverter & Guillotine Damper ¦ HRSG(V) - Alarm and Trip Setting List for for CEMS ¦ HRSG(V) - Alarm and Trip Setting List for SCR ¦ HRSG(V) - Line List for SCR ¦ HRSG(V) - I/O List for SCR ¦ HRSG(V) - Alarm and Trip Setting List for Duct Burner ¦ HRSG(V) - Line List for Duct Burner ¦ HRSG(V) - BMS Communication List ¦ HRSG(V) - I/O List for DUCT BURNER ¦ HRSG(V) - Equipment List ¦ HRSG(V) - BMS IO List ¦ HRSG(V) - CEMS I/O Signals exchange List ¦ HRSG(V) - Control Valve List ¦ HRSG(V) - Valve List for Diverter & Guillotine Damper ¦ HRSG(V) - Valve List for SCR ¦ HRSG(V) - Valve List for Duct Burner | Standardized vent & drain line list references; classified under Drain System.
180 | HRSG Vendor Document List | HRSG MOV & CV List | 5465 | Fadhili ¦ Grati ¦ Karabatan ¦ Turkistan ¦ Ukudu | T14211-7318-02-ME-B16-117 ¦ T14211-7318-02-ME-B16-223 ¦ T14211-7318-02-ME-E29-001 ¦ T16182-YL00-P0LB-122075 ¦ T16182-YL00-P0LB-122076 ¦ GRT-YL00-P1H-300051 ¦ T14211-7318-02-ME-H20-001 ¦ T14211-7318-02-ME-B16-113 ¦ T14211-7318-02-ME-B16-229 ¦ T14211-7318-02-ME-H21-001 ¦ CCP-W-B114-02-ME-H20-0068 ¦ CCP-W-B114-02-ME-H20-1014 ¦ T16182-XL00-P0LB-122030 ¦ T16182-XL00-P0LB-122031 ¦ T16182-XN00-P0LB-122033 ¦ T16182-XV00-P0LB-122038 ¦ T16182-XV00-P0LB-122039 ¦ T16182-YK10-P0LB-122077 ¦ T16182-YT01-P0LB-122102 ¦ GRT-QA00-P0H-040007 ¦ GRT-QA00-P0H-040009 ¦ GRT-QA00-P0H-040011 ¦ GRT-XL00-P1H-300028 ¦ T14211-7318-02-ME-P06-101 ¦ T14211-7318-02-ME-B16-119 ¦ T14211-7318-02-ME-B16-219 ¦ T14211-7318-02-ME-B16-228 ¦ T14211-7318-02-ME-B16-236 ¦ T14211-7318-02-ME-P14-001 ¦ T14211-7318-02-ME-B05-241~250 ¦ T14211-7318-02-ME-P10-101 ¦ CCP-W-B114-02-ME-B15-0001 ¦ CCP-W-B114-02-ME-P10-0061 ¦ CCP-W-B114-02-ME-P14-0062 ¦ CCP-W-B114-02-ME-P10-1013 ¦ T16182-XN00-P0LB-122034 ¦ GRT-QA00-P0H-040015 ¦ GRT-XN00-P1H-300029 ¦ T14211-7318-02-ME-B16-112 ¦ T14211-7318-02-ME-B16-227 | HRSG_Cable List for Diverter & Guillotine Damper ¦ HRSG_BMS Cable & Panel Terminal List for Duct Burner System ¦ HRSG_Electrical load List for HRSG ¦ HRSG - INSTRUMENT LIST ¦ HRSG - INSTRUMENT LIST FOR DUCT BURNER SYSTEM ¦ [HRSG]_INSTRUMENT LIST ¦ HRSG_Instrument List ¦ HRSG_Instrument List for Diverter & Guillotine Damper ¦ HRSG_Instrument List for Duct Burner System ¦ HRSG_Diverter Damper - Instrument List ¦ HRSG_INSTRUMENT LIST ¦ HRSG_DCS I/O LIST ¦ HRSG - LINE LIST ¦ HRSG - LINE LIST FOR DUCT BURNER SYSTEM ¦ HRSG - MOV & CV LIST ¦ HRSG - BMS PANEL PART LIST FOR DUCT BURNER SYSTEM ¦ HRSG - EQUIPMENT LIST ¦ HRSG - ALARM AND TRIP SETTING LIST FOR DUCT BURNER SYSTEM ¦ HRSG - I/O LIST FOR BMS AND CEMS ¦ [HRSG]_Welders List for HRSG Heat Exchanger ¦ [HRSG]_Welders List for HRSG HP Drum ¦ [HRSG]_Welders List for HRSG LP Drum ¦ [HRSG]_LINE LIST ¦ HRSG_MOV & CV List ¦ HRSG_Alarm and Trip Setting List for Diverter & Guillotine Damper ¦ HRSG_BMS Panel Part List for Duct Burner System ¦ HRSG_Line List for Duct Burner System ¦ HRSG_Alarm and Trip Setting List for Duct Burner System ¦ HRSG_Line list with electronic file(EXCEL) ¦ HRSG_Vent & Drain Line (Module /Field weld) ¦ HRSG_Thermal Insulation List ¦ HRSG_Valves List ¦ HRSG_Lines List ¦ HRSG_Diverter Damper - Valves List ¦ HRSG_MOV LIST ¦ HRSG_LINE LIST ¦ HRSG - VALVE LIST FOR DUCT BURNER SYSTEM ¦ Welders List for HRSG Piping ¦ [HRSG]_VALVE LIST ¦ [HRSG]_Welders List for HRSG Piping ¦ HRSG_EXTERNAL PIPING LINE LIST ¦ HRSG_Valve List for Diverter & Guillotine Damper ¦ HRSG_Valve List for Duct Burner System ¦ HRSG_CONTROL VALVE LIST | Merged repeated MOV/CV list variants across sources into one standardized deliverable.
180 | HRSG Vendor Document List | HRSG MOV & CV List | 5698 | R&N | SAU4005-G011-HYA-&EPC-04939 ¦ SAU4005-G011-HNY-&MDA-04960 ¦ SAU4005-G011-HHA-&MDA-05002 ¦ SAU4005-G011-HNE-&EPC-05106 ¦ SAU4005-G011-HNE-&EPA-05112 ¦ SAU4005-G011-HYA-&EPC-04892 ¦ SAU4005-G011-HYA-&EFP-04906 ¦ SAU4005-G011-HYA-&EDA-04919 ¦ SAU4005-G011-HYA-&EDA-04925 ¦ SAU4005-G011-HNY-&MDA-04976 ¦ SAU4005-G011-HHA-&MDA-05015 ¦ SAU4005-G011-HAN-&MLU-04830 ¦ SAU4005-G011-HA_-&MPD-04883 ¦ SAU4005-G011-HA_-&MPL-04885 ¦ SAU4005-G011-HYA-&EDA-04890 ¦ SAU4005-G011-HYA-&EFP-04907 ¦ SAU4005-G011-HYA-&EEC-04908 ¦ SAU4005-G011-HYA-&EFQ-04921 ¦ SAU4005-G011-HYA-&EFQ-04936 ¦ SAU4005-G011-HNY-&MFQ-04958 ¦ SAU4005-G011-HNY-&MDA-04982 ¦ SAU4005-G011-HNY-&MDA-04998 ¦ SAU4005-G011-HHA-&MFQ-05000 ¦ SAU4005-G011-HHA-&MDA-05019 ¦ SAU4005-G011-HHA-&MDA-05026 ¦ SAU4005-G011-HHA-&MDA-05029 ¦ SAU4005-G011-___-&BAB-05068 ¦ SAU4005-G011-HHA-&MDA-05096 ¦ SAU4005-G011-HNE-&EFP-05115 ¦ SAU4005-G011-HYA-&EDA-04891 ¦ SAU4005-G011-HYA-&EDA-04918 ¦ SAU4005-G011-HNY-&MDA-04991 ¦ SAU4005-G011-HHA-&MDA-05030 | HRSG(V) - Electrical Load List ¦ HRSG(V) - Cable List for SCR ¦ HRSG(V) - Cable List for Duct Burner ¦ HRSG(V) - CEMS Electrical Load List ¦ HRSG(V) - CEMS Cable list ¦ HRSG(V) - Instrument List ¦ HRSG(V) - DCS I/O List ¦ HRSG(V) - Instrument List for Diverter & Guillotine Damper ¦ HRSG(V) - PLC I/O List for Diverter Damper (include Datalink IO list) ¦ HRSG(V) - Instrument List for SCR ¦ HRSG(V) - Instrument List for Duct Burner ¦ HRSG(V) - Vent & Drain Line (Module /Field weld) ¦ HRSG(V) - Line List ¦ HRSG(V) - Terminal Point List ¦ HRSG(V) - MOV List ¦ HRSG(V) - Alarm Set Point List ¦ HRSG(V) - Utility Consumption List ¦ HRSG(V) - Alarm and Trip Setting List for Diverter & Guillotine Damper ¦ HRSG(V) - Alarm and Trip Setting List for for CEMS ¦ HRSG(V) - Alarm and Trip Setting List for SCR ¦ HRSG(V) - Line List for SCR ¦ HRSG(V) - I/O List for SCR ¦ HRSG(V) - Alarm and Trip Setting List for Duct Burner ¦ HRSG(V) - Line List for Duct Burner ¦ HRSG(V) - BMS Communication List ¦ HRSG(V) - I/O List for DUCT BURNER ¦ HRSG(V) - Equipment List ¦ HRSG(V) - BMS IO List ¦ HRSG(V) - CEMS I/O Signals exchange List ¦ HRSG(V) - Control Valve List ¦ HRSG(V) - Valve List for Diverter & Guillotine Damper ¦ HRSG(V) - Valve List for SCR ¦ HRSG(V) - Valve List for Duct Burner | Merged repeated MOV/CV list variants across sources into one standardized deliverable.
181 | HRSG Vendor Document List | HRSG Cable List | 5465 | Fadhili ¦ Grati ¦ Karabatan ¦ Turkistan ¦ Ukudu | T14211-7318-02-ME-B16-117 ¦ T14211-7318-02-ME-B16-223 ¦ T14211-7318-02-ME-E29-001 ¦ T16182-YL00-P0LB-122075 ¦ T16182-YL00-P0LB-122076 ¦ GRT-YL00-P1H-300051 ¦ T14211-7318-02-ME-H20-001 ¦ T14211-7318-02-ME-B16-113 ¦ T14211-7318-02-ME-B16-229 ¦ T14211-7318-02-ME-H21-001 ¦ CCP-W-B114-02-ME-H20-0068 ¦ CCP-W-B114-02-ME-H20-1014 ¦ T16182-XL00-P0LB-122030 ¦ T16182-XL00-P0LB-122031 ¦ T16182-XN00-P0LB-122033 ¦ T16182-XV00-P0LB-122038 ¦ T16182-XV00-P0LB-122039 ¦ T16182-YK10-P0LB-122077 ¦ T16182-YT01-P0LB-122102 ¦ GRT-QA00-P0H-040007 ¦ GRT-QA00-P0H-040009 ¦ GRT-QA00-P0H-040011 ¦ GRT-XL00-P1H-300028 ¦ T14211-7318-02-ME-P06-101 ¦ T14211-7318-02-ME-B16-119 ¦ T14211-7318-02-ME-B16-219 ¦ T14211-7318-02-ME-B16-228 ¦ T14211-7318-02-ME-B16-236 ¦ T14211-7318-02-ME-P14-001 ¦ T14211-7318-02-ME-B05-241~250 ¦ T14211-7318-02-ME-P10-101 ¦ CCP-W-B114-02-ME-B15-0001 ¦ CCP-W-B114-02-ME-P10-0061 ¦ CCP-W-B114-02-ME-P14-0062 ¦ CCP-W-B114-02-ME-P10-1013 ¦ T16182-XN00-P0LB-122034 ¦ GRT-QA00-P0H-040015 ¦ GRT-XN00-P1H-300029 ¦ T14211-7318-02-ME-B16-112 ¦ T14211-7318-02-ME-B16-227 | HRSG_Cable List for Diverter & Guillotine Damper ¦ HRSG_BMS Cable & Panel Terminal List for Duct Burner System ¦ HRSG_Electrical load List for HRSG ¦ HRSG - INSTRUMENT LIST ¦ HRSG - INSTRUMENT LIST FOR DUCT BURNER SYSTEM ¦ [HRSG]_INSTRUMENT LIST ¦ HRSG_Instrument List ¦ HRSG_Instrument List for Diverter & Guillotine Damper ¦ HRSG_Instrument List for Duct Burner System ¦ HRSG_Diverter Damper - Instrument List ¦ HRSG_INSTRUMENT LIST ¦ HRSG_DCS I/O LIST ¦ HRSG - LINE LIST ¦ HRSG - LINE LIST FOR DUCT BURNER SYSTEM ¦ HRSG - MOV & CV LIST ¦ HRSG - BMS PANEL PART LIST FOR DUCT BURNER SYSTEM ¦ HRSG - EQUIPMENT LIST ¦ HRSG - ALARM AND TRIP SETTING LIST FOR DUCT BURNER SYSTEM ¦ HRSG - I/O LIST FOR BMS AND CEMS ¦ [HRSG]_Welders List for HRSG Heat Exchanger ¦ [HRSG]_Welders List for HRSG HP Drum ¦ [HRSG]_Welders List for HRSG LP Drum ¦ [HRSG]_LINE LIST ¦ HRSG_MOV & CV List ¦ HRSG_Alarm and Trip Setting List for Diverter & Guillotine Damper ¦ HRSG_BMS Panel Part List for Duct Burner System ¦ HRSG_Line List for Duct Burner System ¦ HRSG_Alarm and Trip Setting List for Duct Burner System ¦ HRSG_Line list with electronic file(EXCEL) ¦ HRSG_Vent & Drain Line (Module /Field weld) ¦ HRSG_Thermal Insulation List ¦ HRSG_Valves List ¦ HRSG_Lines List ¦ HRSG_Diverter Damper - Valves List ¦ HRSG_MOV LIST ¦ HRSG_LINE LIST ¦ HRSG - VALVE LIST FOR DUCT BURNER SYSTEM ¦ Welders List for HRSG Piping ¦ [HRSG]_VALVE LIST ¦ [HRSG]_Welders List for HRSG Piping ¦ HRSG_EXTERNAL PIPING LINE LIST ¦ HRSG_Valve List for Diverter & Guillotine Damper ¦ HRSG_Valve List for Duct Burner System ¦ HRSG_CONTROL VALVE LIST | Standardized cable list deliverable (including diverter & guillotine damper references) into a package-level cable list.
181 | HRSG Vendor Document List | HRSG Cable List | 5698 | R&N | SAU4005-G011-HYA-&EPC-04939 ¦ SAU4005-G011-HNY-&MDA-04960 ¦ SAU4005-G011-HHA-&MDA-05002 ¦ SAU4005-G011-HNE-&EPC-05106 ¦ SAU4005-G011-HNE-&EPA-05112 ¦ SAU4005-G011-HYA-&EPC-04892 ¦ SAU4005-G011-HYA-&EFP-04906 ¦ SAU4005-G011-HYA-&EDA-04919 ¦ SAU4005-G011-HYA-&EDA-04925 ¦ SAU4005-G011-HNY-&MDA-04976 ¦ SAU4005-G011-HHA-&MDA-05015 ¦ SAU4005-G011-HAN-&MLU-04830 ¦ SAU4005-G011-HA_-&MPD-04883 ¦ SAU4005-G011-HA_-&MPL-04885 ¦ SAU4005-G011-HYA-&EDA-04890 ¦ SAU4005-G011-HYA-&EFP-04907 ¦ SAU4005-G011-HYA-&EEC-04908 ¦ SAU4005-G011-HYA-&EFQ-04921 ¦ SAU4005-G011-HYA-&EFQ-04936 ¦ SAU4005-G011-HNY-&MFQ-04958 ¦ SAU4005-G011-HNY-&MDA-04982 ¦ SAU4005-G011-HNY-&MDA-04998 ¦ SAU4005-G011-HHA-&MFQ-05000 ¦ SAU4005-G011-HHA-&MDA-05019 ¦ SAU4005-G011-HHA-&MDA-05026 ¦ SAU4005-G011-HHA-&MDA-05029 ¦ SAU4005-G011-___-&BAB-05068 ¦ SAU4005-G011-HHA-&MDA-05096 ¦ SAU4005-G011-HNE-&EFP-05115 ¦ SAU4005-G011-HYA-&EDA-04891 ¦ SAU4005-G011-HYA-&EDA-04918 ¦ SAU4005-G011-HNY-&MDA-04991 ¦ SAU4005-G011-HHA-&MDA-05030 | HRSG(V) - Electrical Load List ¦ HRSG(V) - Cable List for SCR ¦ HRSG(V) - Cable List for Duct Burner ¦ HRSG(V) - CEMS Electrical Load List ¦ HRSG(V) - CEMS Cable list ¦ HRSG(V) - Instrument List ¦ HRSG(V) - DCS I/O List ¦ HRSG(V) - Instrument List for Diverter & Guillotine Damper ¦ HRSG(V) - PLC I/O List for Diverter Damper (include Datalink IO list) ¦ HRSG(V) - Instrument List for SCR ¦ HRSG(V) - Instrument List for Duct Burner ¦ HRSG(V) - Vent & Drain Line (Module /Field weld) ¦ HRSG(V) - Line List ¦ HRSG(V) - Terminal Point List ¦ HRSG(V) - MOV List ¦ HRSG(V) - Alarm Set Point List ¦ HRSG(V) - Utility Consumption List ¦ HRSG(V) - Alarm and Trip Setting List for Diverter & Guillotine Damper ¦ HRSG(V) - Alarm and Trip Setting List for for CEMS ¦ HRSG(V) - Alarm and Trip Setting List for SCR ¦ HRSG(V) - Line List for SCR ¦ HRSG(V) - I/O List for SCR ¦ HRSG(V) - Alarm and Trip Setting List for Duct Burner ¦ HRSG(V) - Line List for Duct Burner ¦ HRSG(V) - BMS Communication List ¦ HRSG(V) - I/O List for DUCT BURNER ¦ HRSG(V) - Equipment List ¦ HRSG(V) - BMS IO List ¦ HRSG(V) - CEMS I/O Signals exchange List ¦ HRSG(V) - Control Valve List ¦ HRSG(V) - Valve List for Diverter & Guillotine Damper ¦ HRSG(V) - Valve List for SCR ¦ HRSG(V) - Valve List for Duct Burner | Standardized cable list deliverable (including diverter & guillotine damper references) into a package-level cable list.
182 | HRSG Vendor Document List | HRSG Alarm and Trip Setting List | 5465 | Fadhili ¦ Grati ¦ Karabatan ¦ Turkistan ¦ Ukudu | T14211-7318-02-ME-B16-117 ¦ T14211-7318-02-ME-B16-223 ¦ T14211-7318-02-ME-E29-001 ¦ T16182-YL00-P0LB-122075 ¦ T16182-YL00-P0LB-122076 ¦ GRT-YL00-P1H-300051 ¦ T14211-7318-02-ME-H20-001 ¦ T14211-7318-02-ME-B16-113 ¦ T14211-7318-02-ME-B16-229 ¦ T14211-7318-02-ME-H21-001 ¦ CCP-W-B114-02-ME-H20-0068 ¦ CCP-W-B114-02-ME-H20-1014 ¦ T16182-XL00-P0LB-122030 ¦ T16182-XL00-P0LB-122031 ¦ T16182-XN00-P0LB-122033 ¦ T16182-XV00-P0LB-122038 ¦ T16182-XV00-P0LB-122039 ¦ T16182-YK10-P0LB-122077 ¦ T16182-YT01-P0LB-122102 ¦ GRT-QA00-P0H-040007 ¦ GRT-QA00-P0H-040009 ¦ GRT-QA00-P0H-040011 ¦ GRT-XL00-P1H-300028 ¦ T14211-7318-02-ME-P06-101 ¦ T14211-7318-02-ME-B16-119 ¦ T14211-7318-02-ME-B16-219 ¦ T14211-7318-02-ME-B16-228 ¦ T14211-7318-02-ME-B16-236 ¦ T14211-7318-02-ME-P14-001 ¦ T14211-7318-02-ME-B05-241~250 ¦ T14211-7318-02-ME-P10-101 ¦ CCP-W-B114-02-ME-B15-0001 ¦ CCP-W-B114-02-ME-P10-0061 ¦ CCP-W-B114-02-ME-P14-0062 ¦ CCP-W-B114-02-ME-P10-1013 ¦ T16182-XN00-P0LB-122034 ¦ GRT-QA00-P0H-040015 ¦ GRT-XN00-P1H-300029 ¦ T14211-7318-02-ME-B16-112 ¦ T14211-7318-02-ME-B16-227 | HRSG_Cable List for Diverter & Guillotine Damper ¦ HRSG_BMS Cable & Panel Terminal List for Duct Burner System ¦ HRSG_Electrical load List for HRSG ¦ HRSG - INSTRUMENT LIST ¦ HRSG - INSTRUMENT LIST FOR DUCT BURNER SYSTEM ¦ [HRSG]_INSTRUMENT LIST ¦ HRSG_Instrument List ¦ HRSG_Instrument List for Diverter & Guillotine Damper ¦ HRSG_Instrument List for Duct Burner System ¦ HRSG_Diverter Damper - Instrument List ¦ HRSG_INSTRUMENT LIST ¦ HRSG_DCS I/O LIST ¦ HRSG - LINE LIST ¦ HRSG - LINE LIST FOR DUCT BURNER SYSTEM ¦ HRSG - MOV & CV LIST ¦ HRSG - BMS PANEL PART LIST FOR DUCT BURNER SYSTEM ¦ HRSG - EQUIPMENT LIST ¦ HRSG - ALARM AND TRIP SETTING LIST FOR DUCT BURNER SYSTEM ¦ HRSG - I/O LIST FOR BMS AND CEMS ¦ [HRSG]_Welders List for HRSG Heat Exchanger ¦ [HRSG]_Welders List for HRSG HP Drum ¦ [HRSG]_Welders List for HRSG LP Drum ¦ [HRSG]_LINE LIST ¦ HRSG_MOV & CV List ¦ HRSG_Alarm and Trip Setting List for Diverter & Guillotine Damper ¦ HRSG_BMS Panel Part List for Duct Burner System ¦ HRSG_Line List for Duct Burner System ¦ HRSG_Alarm and Trip Setting List for Duct Burner System ¦ HRSG_Line list with electronic file(EXCEL) ¦ HRSG_Vent & Drain Line (Module /Field weld) ¦ HRSG_Thermal Insulation List ¦ HRSG_Valves List ¦ HRSG_Lines List ¦ HRSG_Diverter Damper - Valves List ¦ HRSG_MOV LIST ¦ HRSG_LINE LIST ¦ HRSG - VALVE LIST FOR DUCT BURNER SYSTEM ¦ Welders List for HRSG Piping ¦ [HRSG]_VALVE LIST ¦ [HRSG]_Welders List for HRSG Piping ¦ HRSG_EXTERNAL PIPING LINE LIST ¦ HRSG_Valve List for Diverter & Guillotine Damper ¦ HRSG_Valve List for Duct Burner System ¦ HRSG_CONTROL VALVE LIST | Merged alarm/trip list references across HRSG and HRSG(V); kept as control-system deliverable.
182 | HRSG Vendor Document List | HRSG Alarm and Trip Setting List | 5698 | R&N | SAU4005-G011-HYA-&EPC-04939 ¦ SAU4005-G011-HNY-&MDA-04960 ¦ SAU4005-G011-HHA-&MDA-05002 ¦ SAU4005-G011-HNE-&EPC-05106 ¦ SAU4005-G011-HNE-&EPA-05112 ¦ SAU4005-G011-HYA-&EPC-04892 ¦ SAU4005-G011-HYA-&EFP-04906 ¦ SAU4005-G011-HYA-&EDA-04919 ¦ SAU4005-G011-HYA-&EDA-04925 ¦ SAU4005-G011-HNY-&MDA-04976 ¦ SAU4005-G011-HHA-&MDA-05015 ¦ SAU4005-G011-HAN-&MLU-04830 ¦ SAU4005-G011-HA_-&MPD-04883 ¦ SAU4005-G011-HA_-&MPL-04885 ¦ SAU4005-G011-HYA-&EDA-04890 ¦ SAU4005-G011-HYA-&EFP-04907 ¦ SAU4005-G011-HYA-&EEC-04908 ¦ SAU4005-G011-HYA-&EFQ-04921 ¦ SAU4005-G011-HYA-&EFQ-04936 ¦ SAU4005-G011-HNY-&MFQ-04958 ¦ SAU4005-G011-HNY-&MDA-04982 ¦ SAU4005-G011-HNY-&MDA-04998 ¦ SAU4005-G011-HHA-&MFQ-05000 ¦ SAU4005-G011-HHA-&MDA-05019 ¦ SAU4005-G011-HHA-&MDA-05026 ¦ SAU4005-G011-HHA-&MDA-05029 ¦ SAU4005-G011-___-&BAB-05068 ¦ SAU4005-G011-HHA-&MDA-05096 ¦ SAU4005-G011-HNE-&EFP-05115 ¦ SAU4005-G011-HYA-&EDA-04891 ¦ SAU4005-G011-HYA-&EDA-04918 ¦ SAU4005-G011-HNY-&MDA-04991 ¦ SAU4005-G011-HHA-&MDA-05030 | HRSG(V) - Electrical Load List ¦ HRSG(V) - Cable List for SCR ¦ HRSG(V) - Cable List for Duct Burner ¦ HRSG(V) - CEMS Electrical Load List ¦ HRSG(V) - CEMS Cable list ¦ HRSG(V) - Instrument List ¦ HRSG(V) - DCS I/O List ¦ HRSG(V) - Instrument List for Diverter & Guillotine Damper ¦ HRSG(V) - PLC I/O List for Diverter Damper (include Datalink IO list) ¦ HRSG(V) - Instrument List for SCR ¦ HRSG(V) - Instrument List for Duct Burner ¦ HRSG(V) - Vent & Drain Line (Module /Field weld) ¦ HRSG(V) - Line List ¦ HRSG(V) - Terminal Point List ¦ HRSG(V) - MOV List ¦ HRSG(V) - Alarm Set Point List ¦ HRSG(V) - Utility Consumption List ¦ HRSG(V) - Alarm and Trip Setting List for Diverter & Guillotine Damper ¦ HRSG(V) - Alarm and Trip Setting List for for CEMS ¦ HRSG(V) - Alarm and Trip Setting List for SCR ¦ HRSG(V) - Line List for SCR ¦ HRSG(V) - I/O List for SCR ¦ HRSG(V) - Alarm and Trip Setting List for Duct Burner ¦ HRSG(V) - Line List for Duct Burner ¦ HRSG(V) - BMS Communication List ¦ HRSG(V) - I/O List for DUCT BURNER ¦ HRSG(V) - Equipment List ¦ HRSG(V) - BMS IO List ¦ HRSG(V) - CEMS I/O Signals exchange List ¦ HRSG(V) - Control Valve List ¦ HRSG(V) - Valve List for Diverter & Guillotine Damper ¦ HRSG(V) - Valve List for SCR ¦ HRSG(V) - Valve List for Duct Burner | Merged alarm/trip list references across HRSG and HRSG(V); kept as control-system deliverable.
183 | HRSG Vendor Document List | Duct Burner BMS Cable & Panel Terminal List | 5465 | Fadhili ¦ Grati ¦ Karabatan ¦ Turkistan ¦ Ukudu | T14211-7318-02-ME-B16-117 ¦ T14211-7318-02-ME-B16-223 ¦ T14211-7318-02-ME-E29-001 ¦ T16182-YL00-P0LB-122075 ¦ T16182-YL00-P0LB-122076 ¦ GRT-YL00-P1H-300051 ¦ T14211-7318-02-ME-H20-001 ¦ T14211-7318-02-ME-B16-113 ¦ T14211-7318-02-ME-B16-229 ¦ T14211-7318-02-ME-H21-001 ¦ CCP-W-B114-02-ME-H20-0068 ¦ CCP-W-B114-02-ME-H20-1014 ¦ T16182-XL00-P0LB-122030 ¦ T16182-XL00-P0LB-122031 ¦ T16182-XN00-P0LB-122033 ¦ T16182-XV00-P0LB-122038 ¦ T16182-XV00-P0LB-122039 ¦ T16182-YK10-P0LB-122077 ¦ T16182-YT01-P0LB-122102 ¦ GRT-QA00-P0H-040007 ¦ GRT-QA00-P0H-040009 ¦ GRT-QA00-P0H-040011 ¦ GRT-XL00-P1H-300028 ¦ T14211-7318-02-ME-P06-101 ¦ T14211-7318-02-ME-B16-119 ¦ T14211-7318-02-ME-B16-219 ¦ T14211-7318-02-ME-B16-228 ¦ T14211-7318-02-ME-B16-236 ¦ T14211-7318-02-ME-P14-001 ¦ T14211-7318-02-ME-B05-241~250 ¦ T14211-7318-02-ME-P10-101 ¦ CCP-W-B114-02-ME-B15-0001 ¦ CCP-W-B114-02-ME-P10-0061 ¦ CCP-W-B114-02-ME-P14-0062 ¦ CCP-W-B114-02-ME-P10-1013 ¦ T16182-XN00-P0LB-122034 ¦ GRT-QA00-P0H-040015 ¦ GRT-XN00-P1H-300029 ¦ T14211-7318-02-ME-B16-112 ¦ T14211-7318-02-ME-B16-227 | HRSG_Cable List for Diverter & Guillotine Damper ¦ HRSG_BMS Cable & Panel Terminal List for Duct Burner System ¦ HRSG_Electrical load List for HRSG ¦ HRSG - INSTRUMENT LIST ¦ HRSG - INSTRUMENT LIST FOR DUCT BURNER SYSTEM ¦ [HRSG]_INSTRUMENT LIST ¦ HRSG_Instrument List ¦ HRSG_Instrument List for Diverter & Guillotine Damper ¦ HRSG_Instrument List for Duct Burner System ¦ HRSG_Diverter Damper - Instrument List ¦ HRSG_INSTRUMENT LIST ¦ HRSG_DCS I/O LIST ¦ HRSG - LINE LIST ¦ HRSG - LINE LIST FOR DUCT BURNER SYSTEM ¦ HRSG - MOV & CV LIST ¦ HRSG - BMS PANEL PART LIST FOR DUCT BURNER SYSTEM ¦ HRSG - EQUIPMENT LIST ¦ HRSG - ALARM AND TRIP SETTING LIST FOR DUCT BURNER SYSTEM ¦ HRSG - I/O LIST FOR BMS AND CEMS ¦ [HRSG]_Welders List for HRSG Heat Exchanger ¦ [HRSG]_Welders List for HRSG HP Drum ¦ [HRSG]_Welders List for HRSG LP Drum ¦ [HRSG]_LINE LIST ¦ HRSG_MOV & CV List ¦ HRSG_Alarm and Trip Setting List for Diverter & Guillotine Damper ¦ HRSG_BMS Panel Part List for Duct Burner System ¦ HRSG_Line List for Duct Burner System ¦ HRSG_Alarm and Trip Setting List for Duct Burner System ¦ HRSG_Line list with electronic file(EXCEL) ¦ HRSG_Vent & Drain Line (Module /Field weld) ¦ HRSG_Thermal Insulation List ¦ HRSG_Valves List ¦ HRSG_Lines List ¦ HRSG_Diverter Damper - Valves List ¦ HRSG_MOV LIST ¦ HRSG_LINE LIST ¦ HRSG - VALVE LIST FOR DUCT BURNER SYSTEM ¦ Welders List for HRSG Piping ¦ [HRSG]_VALVE LIST ¦ [HRSG]_Welders List for HRSG Piping ¦ HRSG_EXTERNAL PIPING LINE LIST ¦ HRSG_Valve List for Diverter & Guillotine Damper ¦ HRSG_Valve List for Duct Burner System ¦ HRSG_CONTROL VALVE LIST | Included explicit BMS cable & panel terminal list as a distinct deliverable.
184 | HRSG Vendor Document List | Duct Burner BMS Panel Part List | 5465 | Fadhili ¦ Grati ¦ Karabatan ¦ Turkistan ¦ Ukudu | T14211-7318-02-ME-B16-117 ¦ T14211-7318-02-ME-B16-223 ¦ T14211-7318-02-ME-E29-001 ¦ T16182-YL00-P0LB-122075 ¦ T16182-YL00-P0LB-122076 ¦ GRT-YL00-P1H-300051 ¦ T14211-7318-02-ME-H20-001 ¦ T14211-7318-02-ME-B16-113 ¦ T14211-7318-02-ME-B16-229 ¦ T14211-7318-02-ME-H21-001 ¦ CCP-W-B114-02-ME-H20-0068 ¦ CCP-W-B114-02-ME-H20-1014 ¦ T16182-XL00-P0LB-122030 ¦ T16182-XL00-P0LB-122031 ¦ T16182-XN00-P0LB-122033 ¦ T16182-XV00-P0LB-122038 ¦ T16182-XV00-P0LB-122039 ¦ T16182-YK10-P0LB-122077 ¦ T16182-YT01-P0LB-122102 ¦ GRT-QA00-P0H-040007 ¦ GRT-QA00-P0H-040009 ¦ GRT-QA00-P0H-040011 ¦ GRT-XL00-P1H-300028 ¦ T14211-7318-02-ME-P06-101 ¦ T14211-7318-02-ME-B16-119 ¦ T14211-7318-02-ME-B16-219 ¦ T14211-7318-02-ME-B16-228 ¦ T14211-7318-02-ME-B16-236 ¦ T14211-7318-02-ME-P14-001 ¦ T14211-7318-02-ME-B05-241~250 ¦ T14211-7318-02-ME-P10-101 ¦ CCP-W-B114-02-ME-B15-0001 ¦ CCP-W-B114-02-ME-P10-0061 ¦ CCP-W-B114-02-ME-P14-0062 ¦ CCP-W-B114-02-ME-P10-1013 ¦ T16182-XN00-P0LB-122034 ¦ GRT-QA00-P0H-040015 ¦ GRT-XN00-P1H-300029 ¦ T14211-7318-02-ME-B16-112 ¦ T14211-7318-02-ME-B16-227 | HRSG_Cable List for Diverter & Guillotine Damper ¦ HRSG_BMS Cable & Panel Terminal List for Duct Burner System ¦ HRSG_Electrical load List for HRSG ¦ HRSG - INSTRUMENT LIST ¦ HRSG - INSTRUMENT LIST FOR DUCT BURNER SYSTEM ¦ [HRSG]_INSTRUMENT LIST ¦ HRSG_Instrument List ¦ HRSG_Instrument List for Diverter & Guillotine Damper ¦ HRSG_Instrument List for Duct Burner System ¦ HRSG_Diverter Damper - Instrument List ¦ HRSG_INSTRUMENT LIST ¦ HRSG_DCS I/O LIST ¦ HRSG - LINE LIST ¦ HRSG - LINE LIST FOR DUCT BURNER SYSTEM ¦ HRSG - MOV & CV LIST ¦ HRSG - BMS PANEL PART LIST FOR DUCT BURNER SYSTEM ¦ HRSG - EQUIPMENT LIST ¦ HRSG - ALARM AND TRIP SETTING LIST FOR DUCT BURNER SYSTEM ¦ HRSG - I/O LIST FOR BMS AND CEMS ¦ [HRSG]_Welders List for HRSG Heat Exchanger ¦ [HRSG]_Welders List for HRSG HP Drum ¦ [HRSG]_Welders List for HRSG LP Drum ¦ [HRSG]_LINE LIST ¦ HRSG_MOV & CV List ¦ HRSG_Alarm and Trip Setting List for Diverter & Guillotine Damper ¦ HRSG_BMS Panel Part List for Duct Burner System ¦ HRSG_Line List for Duct Burner System ¦ HRSG_Alarm and Trip Setting List for Duct Burner System ¦ HRSG_Line list with electronic file(EXCEL) ¦ HRSG_Vent & Drain Line (Module /Field weld) ¦ HRSG_Thermal Insulation List ¦ HRSG_Valves List ¦ HRSG_Lines List ¦ HRSG_Diverter Damper - Valves List ¦ HRSG_MOV LIST ¦ HRSG_LINE LIST ¦ HRSG - VALVE LIST FOR DUCT BURNER SYSTEM ¦ Welders List for HRSG Piping ¦ [HRSG]_VALVE LIST ¦ [HRSG]_Welders List for HRSG Piping ¦ HRSG_EXTERNAL PIPING LINE LIST ¦ HRSG_Valve List for Diverter & Guillotine Damper ¦ HRSG_Valve List for Duct Burner System ¦ HRSG_CONTROL VALVE LIST | Included explicit BMS panel part list as separate from cable/terminal list.
185 | HRSG Vendor Document List | HRSG Equipment List | 5465 | Fadhili ¦ Grati ¦ Karabatan ¦ Turkistan ¦ Ukudu | T14211-7318-02-ME-B16-117 ¦ T14211-7318-02-ME-B16-223 ¦ T14211-7318-02-ME-E29-001 ¦ T16182-YL00-P0LB-122075 ¦ T16182-YL00-P0LB-122076 ¦ GRT-YL00-P1H-300051 ¦ T14211-7318-02-ME-H20-001 ¦ T14211-7318-02-ME-B16-113 ¦ T14211-7318-02-ME-B16-229 ¦ T14211-7318-02-ME-H21-001 ¦ CCP-W-B114-02-ME-H20-0068 ¦ CCP-W-B114-02-ME-H20-1014 ¦ T16182-XL00-P0LB-122030 ¦ T16182-XL00-P0LB-122031 ¦ T16182-XN00-P0LB-122033 ¦ T16182-XV00-P0LB-122038 ¦ T16182-XV00-P0LB-122039 ¦ T16182-YK10-P0LB-122077 ¦ T16182-YT01-P0LB-122102 ¦ GRT-QA00-P0H-040007 ¦ GRT-QA00-P0H-040009 ¦ GRT-QA00-P0H-040011 ¦ GRT-XL00-P1H-300028 ¦ T14211-7318-02-ME-P06-101 ¦ T14211-7318-02-ME-B16-119 ¦ T14211-7318-02-ME-B16-219 ¦ T14211-7318-02-ME-B16-228 ¦ T14211-7318-02-ME-B16-236 ¦ T14211-7318-02-ME-P14-001 ¦ T14211-7318-02-ME-B05-241~250 ¦ T14211-7318-02-ME-P10-101 ¦ CCP-W-B114-02-ME-B15-0001 ¦ CCP-W-B114-02-ME-P10-0061 ¦ CCP-W-B114-02-ME-P14-0062 ¦ CCP-W-B114-02-ME-P10-1013 ¦ T16182-XN00-P0LB-122034 ¦ GRT-QA00-P0H-040015 ¦ GRT-XN00-P1H-300029 ¦ T14211-7318-02-ME-B16-112 ¦ T14211-7318-02-ME-B16-227 | HRSG_Cable List for Diverter & Guillotine Damper ¦ HRSG_BMS Cable & Panel Terminal List for Duct Burner System ¦ HRSG_Electrical load List for HRSG ¦ HRSG - INSTRUMENT LIST ¦ HRSG - INSTRUMENT LIST FOR DUCT BURNER SYSTEM ¦ [HRSG]_INSTRUMENT LIST ¦ HRSG_Instrument List ¦ HRSG_Instrument List for Diverter & Guillotine Damper ¦ HRSG_Instrument List for Duct Burner System ¦ HRSG_Diverter Damper - Instrument List ¦ HRSG_INSTRUMENT LIST ¦ HRSG_DCS I/O LIST ¦ HRSG - LINE LIST ¦ HRSG - LINE LIST FOR DUCT BURNER SYSTEM ¦ HRSG - MOV & CV LIST ¦ HRSG - BMS PANEL PART LIST FOR DUCT BURNER SYSTEM ¦ HRSG - EQUIPMENT LIST ¦ HRSG - ALARM AND TRIP SETTING LIST FOR DUCT BURNER SYSTEM ¦ HRSG - I/O LIST FOR BMS AND CEMS ¦ [HRSG]_Welders List for HRSG Heat Exchanger ¦ [HRSG]_Welders List for HRSG HP Drum ¦ [HRSG]_Welders List for HRSG LP Drum ¦ [HRSG]_LINE LIST ¦ HRSG_MOV & CV List ¦ HRSG_Alarm and Trip Setting List for Diverter & Guillotine Damper ¦ HRSG_BMS Panel Part List for Duct Burner System ¦ HRSG_Line List for Duct Burner System ¦ HRSG_Alarm and Trip Setting List for Duct Burner System ¦ HRSG_Line list with electronic file(EXCEL) ¦ HRSG_Vent & Drain Line (Module /Field weld) ¦ HRSG_Thermal Insulation List ¦ HRSG_Valves List ¦ HRSG_Lines List ¦ HRSG_Diverter Damper - Valves List ¦ HRSG_MOV LIST ¦ HRSG_LINE LIST ¦ HRSG - VALVE LIST FOR DUCT BURNER SYSTEM ¦ Welders List for HRSG Piping ¦ [HRSG]_VALVE LIST ¦ [HRSG]_Welders List for HRSG Piping ¦ HRSG_EXTERNAL PIPING LINE LIST ¦ HRSG_Valve List for Diverter & Guillotine Damper ¦ HRSG_Valve List for Duct Burner System ¦ HRSG_CONTROL VALVE LIST | Merged equipment list references; kept as package-level list deliverable.
185 | HRSG Vendor Document List | HRSG Equipment List | 5698 | R&N | SAU4005-G011-HYA-&EPC-04939 ¦ SAU4005-G011-HNY-&MDA-04960 ¦ SAU4005-G011-HHA-&MDA-05002 ¦ SAU4005-G011-HNE-&EPC-05106 ¦ SAU4005-G011-HNE-&EPA-05112 ¦ SAU4005-G011-HYA-&EPC-04892 ¦ SAU4005-G011-HYA-&EFP-04906 ¦ SAU4005-G011-HYA-&EDA-04919 ¦ SAU4005-G011-HYA-&EDA-04925 ¦ SAU4005-G011-HNY-&MDA-04976 ¦ SAU4005-G011-HHA-&MDA-05015 ¦ SAU4005-G011-HAN-&MLU-04830 ¦ SAU4005-G011-HA_-&MPD-04883 ¦ SAU4005-G011-HA_-&MPL-04885 ¦ SAU4005-G011-HYA-&EDA-04890 ¦ SAU4005-G011-HYA-&EFP-04907 ¦ SAU4005-G011-HYA-&EEC-04908 ¦ SAU4005-G011-HYA-&EFQ-04921 ¦ SAU4005-G011-HYA-&EFQ-04936 ¦ SAU4005-G011-HNY-&MFQ-04958 ¦ SAU4005-G011-HNY-&MDA-04982 ¦ SAU4005-G011-HNY-&MDA-04998 ¦ SAU4005-G011-HHA-&MFQ-05000 ¦ SAU4005-G011-HHA-&MDA-05019 ¦ SAU4005-G011-HHA-&MDA-05026 ¦ SAU4005-G011-HHA-&MDA-05029 ¦ SAU4005-G011-___-&BAB-05068 ¦ SAU4005-G011-HHA-&MDA-05096 ¦ SAU4005-G011-HNE-&EFP-05115 ¦ SAU4005-G011-HYA-&EDA-04891 ¦ SAU4005-G011-HYA-&EDA-04918 ¦ SAU4005-G011-HNY-&MDA-04991 ¦ SAU4005-G011-HHA-&MDA-05030 | HRSG(V) - Electrical Load List ¦ HRSG(V) - Cable List for SCR ¦ HRSG(V) - Cable List for Duct Burner ¦ HRSG(V) - CEMS Electrical Load List ¦ HRSG(V) - CEMS Cable list ¦ HRSG(V) - Instrument List ¦ HRSG(V) - DCS I/O List ¦ HRSG(V) - Instrument List for Diverter & Guillotine Damper ¦ HRSG(V) - PLC I/O List for Diverter Damper (include Datalink IO list) ¦ HRSG(V) - Instrument List for SCR ¦ HRSG(V) - Instrument List for Duct Burner ¦ HRSG(V) - Vent & Drain Line (Module /Field weld) ¦ HRSG(V) - Line List ¦ HRSG(V) - Terminal Point List ¦ HRSG(V) - MOV List ¦ HRSG(V) - Alarm Set Point List ¦ HRSG(V) - Utility Consumption List ¦ HRSG(V) - Alarm and Trip Setting List for Diverter & Guillotine Damper ¦ HRSG(V) - Alarm and Trip Setting List for for CEMS ¦ HRSG(V) - Alarm and Trip Setting List for SCR ¦ HRSG(V) - Line List for SCR ¦ HRSG(V) - I/O List for SCR ¦ HRSG(V) - Alarm and Trip Setting List for Duct Burner ¦ HRSG(V) - Line List for Duct Burner ¦ HRSG(V) - BMS Communication List ¦ HRSG(V) - I/O List for DUCT BURNER ¦ HRSG(V) - Equipment List ¦ HRSG(V) - BMS IO List ¦ HRSG(V) - CEMS I/O Signals exchange List ¦ HRSG(V) - Control Valve List ¦ HRSG(V) - Valve List for Diverter & Guillotine Damper ¦ HRSG(V) - Valve List for SCR ¦ HRSG(V) - Valve List for Duct Burner | Merged equipment list references; kept as package-level list deliverable.
186 | HRSG Vendor Document List | Duct Burner BMS PLC Specification | 5464 | Fadhili ¦ Karabatan ¦ Turkistan ¦ Ukudu | T16182-YT01-P0LB-122099 ¦ T14211-7318-02-ME-B16-241 ¦ T16182-XW01-P0LB-122041 ¦ T16182-XW01-P0LB-122046 ¦ T16182-XW01-P0LB-122061 ¦ T16182-YT01-P0LB-122108 ¦ CCP-W-B114-02-ME-P04-0060 | HRSG - TECHNICAL SPECIFICATION FOR LIGHTING & SMALL POWER SYSTEM ¦ HRSG_CABLE SPECIFICATION ¦ HRSG_BMS PLC Specification ¦ HRSG - TECHNICAL SPECIFICATION FOR AC & DC DISTRIBUTION BOARD ¦ HRSG - TECHNICAL SPECIFICATION FOR COMMUNICATION SYSTEM ¦ HRSG - FLAME SCANNER & IGNITION BURNER SPECIFICATION FOR DUCT BURNER SYSTEM ¦ HRSG - BMS SPECIFICATION FOR DUCT BURNER SYSTEM ¦ DESIGN SPECIFICATION FOR HRSG SCR ¦ HRSG_CONDUIT PLAN & SPECIFICATION ¦ HRSG_Piping Class Specification | Included explicit 'BMS PLC Specification' for HRSG duct burner system.
187 | HRSG Vendor Document List | Duct Burner Flame Scanner & Ignition Burner Specification | 5464 | Fadhili ¦ Karabatan ¦ Turkistan ¦ Ukudu | T16182-YT01-P0LB-122099 ¦ T14211-7318-02-ME-B16-241 ¦ T16182-XW01-P0LB-122041 ¦ T16182-XW01-P0LB-122046 ¦ T16182-XW01-P0LB-122061 ¦ T16182-YT01-P0LB-122108 ¦ CCP-W-B114-02-ME-P04-0060 | HRSG - TECHNICAL SPECIFICATION FOR LIGHTING & SMALL POWER SYSTEM ¦ HRSG_CABLE SPECIFICATION ¦ HRSG_BMS PLC Specification ¦ HRSG - TECHNICAL SPECIFICATION FOR AC & DC DISTRIBUTION BOARD ¦ HRSG - TECHNICAL SPECIFICATION FOR COMMUNICATION SYSTEM ¦ HRSG - FLAME SCANNER & IGNITION BURNER SPECIFICATION FOR DUCT BURNER SYSTEM ¦ HRSG - BMS SPECIFICATION FOR DUCT BURNER SYSTEM ¦ DESIGN SPECIFICATION FOR HRSG SCR ¦ HRSG_CONDUIT PLAN & SPECIFICATION ¦ HRSG_Piping Class Specification | Standardized explicit flame scanner & ignition burner specification deliverable for duct burner system.
188 | HRSG Vendor Document List | Duct Burner BMS Specification | 5464 | Fadhili ¦ Karabatan ¦ Turkistan ¦ Ukudu | T16182-YT01-P0LB-122099 ¦ T14211-7318-02-ME-B16-241 ¦ T16182-XW01-P0LB-122041 ¦ T16182-XW01-P0LB-122046 ¦ T16182-XW01-P0LB-122061 ¦ T16182-YT01-P0LB-122108 ¦ CCP-W-B114-02-ME-P04-0060 | HRSG - TECHNICAL SPECIFICATION FOR LIGHTING & SMALL POWER SYSTEM ¦ HRSG_CABLE SPECIFICATION ¦ HRSG_BMS PLC Specification ¦ HRSG - TECHNICAL SPECIFICATION FOR AC & DC DISTRIBUTION BOARD ¦ HRSG - TECHNICAL SPECIFICATION FOR COMMUNICATION SYSTEM ¦ HRSG - FLAME SCANNER & IGNITION BURNER SPECIFICATION FOR DUCT BURNER SYSTEM ¦ HRSG - BMS SPECIFICATION FOR DUCT BURNER SYSTEM ¦ DESIGN SPECIFICATION FOR HRSG SCR ¦ HRSG_CONDUIT PLAN & SPECIFICATION ¦ HRSG_Piping Class Specification | Included explicit BMS specification for duct burner system.
189 | HRSG Vendor Document List | SCR Design Specification | 5464 | Fadhili ¦ Karabatan ¦ Turkistan ¦ Ukudu | T16182-YT01-P0LB-122099 ¦ T14211-7318-02-ME-B16-241 ¦ T16182-XW01-P0LB-122041 ¦ T16182-XW01-P0LB-122046 ¦ T16182-XW01-P0LB-122061 ¦ T16182-YT01-P0LB-122108 ¦ CCP-W-B114-02-ME-P04-0060 | HRSG - TECHNICAL SPECIFICATION FOR LIGHTING & SMALL POWER SYSTEM ¦ HRSG_CABLE SPECIFICATION ¦ HRSG_BMS PLC Specification ¦ HRSG - TECHNICAL SPECIFICATION FOR AC & DC DISTRIBUTION BOARD ¦ HRSG - TECHNICAL SPECIFICATION FOR COMMUNICATION SYSTEM ¦ HRSG - FLAME SCANNER & IGNITION BURNER SPECIFICATION FOR DUCT BURNER SYSTEM ¦ HRSG - BMS SPECIFICATION FOR DUCT BURNER SYSTEM ¦ DESIGN SPECIFICATION FOR HRSG SCR ¦ HRSG_CONDUIT PLAN & SPECIFICATION ¦ HRSG_Piping Class Specification | Captured 'DESIGN SPECIFICATION FOR HRSG SCR' as a distinct vendor deliverable.
190 | HRSG Vendor Document List | HRSG Piping Class Specification | 5464 | Fadhili ¦ Karabatan ¦ Turkistan ¦ Ukudu | T16182-YT01-P0LB-122099 ¦ T14211-7318-02-ME-B16-241 ¦ T16182-XW01-P0LB-122041 ¦ T16182-XW01-P0LB-122046 ¦ T16182-XW01-P0LB-122061 ¦ T16182-YT01-P0LB-122108 ¦ CCP-W-B114-02-ME-P04-0060 | HRSG - TECHNICAL SPECIFICATION FOR LIGHTING & SMALL POWER SYSTEM ¦ HRSG_CABLE SPECIFICATION ¦ HRSG_BMS PLC Specification ¦ HRSG - TECHNICAL SPECIFICATION FOR AC & DC DISTRIBUTION BOARD ¦ HRSG - TECHNICAL SPECIFICATION FOR COMMUNICATION SYSTEM ¦ HRSG - FLAME SCANNER & IGNITION BURNER SPECIFICATION FOR DUCT BURNER SYSTEM ¦ HRSG - BMS SPECIFICATION FOR DUCT BURNER SYSTEM ¦ DESIGN SPECIFICATION FOR HRSG SCR ¦ HRSG_CONDUIT PLAN & SPECIFICATION ¦ HRSG_Piping Class Specification | Included piping class specification referenced in HRSG vendor titles.
191 | HRSG Vendor Document List | Lighting and Receptacle Panel Schedule and Connection Diagram | 5958 | Grati | GRT-YQ01-P1UHA-155218 | [HRSG] Lighting and Receptacle Panel Schedule and Connection Diagram | Standardized combined panel schedule and connection diagram as a schedule deliverable.
192 | HRSG Vendor Document List | HRSG Lighting System Document | 5967 | Turkistan | CCP-W-B114-02-ME-E04-0085 | HRSG_Lighting System | Merged block-specific 'HRSG_LIGHTING SYSTEM' documents into a single standardized lighting system document deliverable.
192 | HRSG Vendor Document List | HRSG Lighting System Document | 5968 | Muara Tawar | MRT-YE00-P2LB-122116 | [HRSG(for Block 2)]_HRSG_LIGHTING SYSTEM | Merged block-specific 'HRSG_LIGHTING SYSTEM' documents into a single standardized lighting system document deliverable.
192 | HRSG Vendor Document List | HRSG Lighting System Document | 5969 | Muara Tawar | MRT-YE00-P3LB-122116 | [HRSG(for Block 3, 4)]_HRSG_LIGHTING SYSTEM | Merged block-specific 'HRSG_LIGHTING SYSTEM' documents into a single standardized lighting system document deliverable.
193 | HRSG Vendor Document List | Duct Burner System Hazardous Area Classification Specification & Drawing | 6621 | Fadhili ¦ Grati ¦ Karabatan ¦ Turkistan ¦ Ukudu | T16182-YT02-P0LB-122094 ¦ T16182-YT01-P0LB-122095 ¦ T14211-7318-02-ME-H21-101 ¦ T14211-7318-02-ME-H21-102 ¦ T14211-7318-02-ME-E14-001 ¦ T14211-7318-02-ME-B16-211 ¦ T14211-7318-02-ME-B16-213 ¦ T16182-YD00-P0LB-122006 ¦ T16182-CN00-P0LB-122040 ¦ T16182-YD00-P0LB-122049 ¦ T16182-YD00-P0LB-122050 ¦ T16182-YT01-P0LB-122051 ¦ T16182-YD00-P0LB-122052 ¦ T16182-YD00-P0LB-122054 ¦ T16182-YD00-P0LB-122056 ¦ T16182-VN02-P0LB-122089 ¦ T16182-VN02-P0LB-122090 ¦ T16182-YS00-P0LB-122091 ¦ T16182-YT01-P0LB-122093 ¦ T16182-YT01-P0LB-122096 ¦ T16182-YT01-P0LB-122097 ¦ T16182-YT01-P0LB-122098 ¦ T16182-UE00-P0LB-122111 ¦ GRT-YD00-P1H-300035 ¦ GRT-YD00-P1H-300037 ¦ GRT-YD00-P1H-300039 ¦ GRT-YD00-P1H-300040 ¦ GRT-YT01-P1H-300059 ¦ GRT-YT01-P1H-300060 ¦ GRT-YT01-P1H-300061 ¦ GRT-YT01-P1H-300063 ¦ GRT-YT02-P1H-300065 ¦ GRT-YT01-P1H-300069 ¦ T14211-7318-02-ME-P05-101 ¦ T14211-7318-02-ME-P05-102 ¦ T14211-7318-02-ME-P05-103 ¦ T14211-7318-02-ME-H21-103 ¦ T14211-7318-02-ME-H21-104 ¦ T14211-7318-02-ME-H21-105 ¦ T14211-7318-02-ME-H21-106 ¦ T14211-7318-02-ME-B16-011 ¦ T14211-7318-02-ME-B16-021 ¦ T14211-7318-02-ME-B16-041 ¦ T14211-7318-02-ME-B16-071 ¦ T14211-7318-02-ME-B16-107 ¦ T14211-7318-02-ME-B16-108 ¦ T14211-7318-02-ME-B16-208 ¦ T14211-7318-02-ME-B16-209 ¦ T14211-7318-02-ME-B16-210 ¦ T14211-7318-02-ME-B16-237 ¦ T14211-7318-02-ME-B05-106 ¦ T14211-7318-02-ME-B05-108 ¦ T14211-7318-02-ME-H05-001 ¦ CCP-W-B114-02-ME-B05-0023 ¦ CCP-W-B114-02-ME-H21-0081 ¦ CCP-W-B114-02-ME-B05-0015 ¦ CCP-W-B114-02-ME-B05-0021 ¦ CCP-W-B114-02-ME-B05-0022 ¦ CCP-W-B114-02-ME-B16-0028 ¦ CCP-W-B114-02-ME-B16-0030 ¦ CCP-W-B114-02-ME-B16-0032 ¦ CCP-W-B114-02-ME-B05-0034 ¦ CCP-W-B114-02-ME-B16-0035 ¦ T16182-YK00-P0LB-122073 ¦ GRT-YK09-P1H-300049 ¦ T14211-7318-02-ME-P99-001 | HRSG - LOCAL INSTRUMENT DATASHEET & DRAWINGS ¦ HRSG - TRANSMITTER DATASHEET & DRAWINGS ¦ [DCR] Change HRSG Control valve drawings ¦ HRSG_Local Instrument Data Sheet/Drawings ¦ HRSG_Transmitter Data Sheet/Drawings ¦ HRSG_Power Distribution Panel and Junction Box Drawings ¦ HRSG_Instrument Air Header Drawing for Duct Burner System ¦ HRSG_I & C Architecture Drawing for Duct Burner System ¦ HRSG_SPEC. & DRAWING FOR VOC ANALYZER ¦ HRSG_CONTROL VALVE DATA SHEET & DRAWINGS ¦ HRSG_ TRANSMITTER DATA SHEET & DRAWINGS &CATALOG ¦ HRSG_JUNCTION BOX & INSTRUMENT RACK DRAWING ¦ HRSG - SPEC. & DRAWING FOR HOIST ¦ HRSG - HAZARDOUS AREA CLASSIFICATION SPECIFICATION & DRAWING FOR DUCT BURNER SYSTEM ¦ HRSG - SPEC. & DRAWING FOR STEAM DRUM ¦ HRSG - SPEC. & DRAWING FOR BLOWDOWN PUMP ¦ HRSG - SPEC. & DRAWING FOR SAFETY & RELIEF VALVE ¦ HRSG - SPEC. & DRAWING FOR STACK DAMPER ¦ HRSG - SPEC. & DRAWING FOR DEAERATOR & STORAGE TANK ¦ HRSG - POWER DISTRIBUTION PANEL DRAWINGS ¦ HRSG - MOV DATASHEET & DRAWINGS ¦ HRSG - CV DATASHEET & DRAWINGS ¦ HRSG - DESH. DATASHEET & DRAWINGS ¦ HRSG - CEMS DATASHEET & DRAWINGS ¦ HRSG - DRUM LEVEL GAUGE DATASHEET & DRAWINGS ¦ HRSG - FLOW ELEMENT DATASHEET & DRAWINGS ¦ HRSG - REMOTE DRUM LEVEL INDICATOR DATASHEET & DRAWINGS ¦ HRSG – PERPENDICULAR BAFFLE AND TIE PLATE ASSY DRAWINGS ¦ [HRSG]_SPEC. & DRAWING FOR STEAM DRUM ¦ [HRSG]_POWER DISTRIBUTION PANEL DRAWINGS ¦ [HRSG]_SPEC. & DRAWING FOR SAFETY & RELIEF VALVE ¦ [HRSG]_SPEC. & DRAWING FOR STACK DAMPER ¦ [HRSG]_MOV DATASHEET & DRAWINGS ¦ [HRSG]_CV DATASHEET & DRAWINGS ¦ [HRSG]_DESH. DATASHEET & DRAWINGS ¦ [HRSG]_CEMS DATASHEET & DRAWINGS ¦ [HRSG]_REMOTE DRUM LEVEL INDICATOR DATASHEET & DRAWINGS ¦ [HRSG]_ SPEC. & DRAWING FOR PREHEATER RECIRCULATION PUMP ¦ HRSG_MOV Data Sheet/Drawings ¦ HRSG_CV Data Sheet/Drawings ¦ HRSG_Desh. Data Sheet/Drawings ¦ HRSG_Drum Level Gauge Data Sheet/Drawings ¦ HRSG_Flow Element Data Sheet/Drawings ¦ HRSG_Remote Drum Level Indicator Datasheet/Drawings ¦ HRSG_CEMS Data Sheet/Drawings ¦ HRSG_SPEC. & DRAWING FOR SAFETY & RELIEF VALVE ¦ HRSG_SPEC. & DRAWING FOR STACK DAMPER ¦ HRSG_SPEC. & DRAWING FOR DEAERATOR, STORAGE TANK ¦ HRSG_SPEC. & DRAWING FOR CPH RECIRCULATION PUMP ¦ HRSG_Electric Actuator Specification & Drawing for Diverter & Guillotine Damper ¦ HRSG_Hoist Specification & Drawing for Diverter & Guillotine Damper ¦ HRSG_Fuel Gas Header Drawing for Duct Burner System ¦ HRSG_Ignition Gas Header Drawing for Duct Burner System ¦ HRSG_Cooling Air Header Drawing for Duct Burner System ¦ HRSG_Hazardous Area Classification Specification & Drawing for Duct Burner System ¦ HRSG_Manhole Cover for H.P Steam Drum ¦ HRSG_TYPICAL DRAWING FOR DRUM INSULATION ¦ HRSG_Power Distribution Panel Drawings ¦ HRSG_LP Drum Drawings ¦ HRSG_Spec. & Drawing of CEMS ¦ HRSG_HP Drum Drawings ¦ HRSG_Continuous Blowdown Tank Drawings ¦ HRSG_Atmospheric Blowdown Tank Drawings ¦ HRSG_Spec. & Drawing of Drain Pump ¦ HRSG_Spec. & Drawing of Exhaust Stack Damper ¦ HRSG_Spec. & Drawing of Deaerator ¦ HRSG_Spec. & Drawing of Hoist ¦ HRSG_Spec. & Drawing of Recirculation Pump ¦ HRSG_SPEC. & DRAWING FOR DESUPERHEATER ¦ HRSG_SPEC. & DRAWING FOR BLOW DOWN TANK ¦ HRSG_SPEC. & DRAWING FOR DEAERATOR ¦ HRSG_SPEC. & DRAWING FOR HOIST ¦ HRSG_SPEC. & DRAWING FOR RECIRCULATION PUMP ¦ HRSG_SPEC. & DRAWING FOR DIVERTER DAMPER ¦ HRSG_SPEC. & DRAWING FOR SCR ¦ AIG ARRAGEMENT DRAWING FOR HRSG SCR ¦ AMMONIA DISTRIBUTION HEADER DRAWING FOR HRSG SCR ¦ CATALYST DATA SHEET & DRAWING FOR HRSG SCR ¦ CATALYST BLOCK DRAWING FOR HRSG SCR ¦ EYE SHOWER DRAWING FOR HRSG SCR ¦ HRSG_SPEC. & DRAWING FOR CEMS ¦ HRSG_SPECIALTY DATA SHEET & DRAWING ¦ HRSG_MOV DATA SHEET & DRAWINGS ¦ HRSG LEVEL GAUGE DATA SHEET & DRAWINGS & CATALOG ¦ HRSG_REMOTE DRUM LEVEL INDICATOR DATASHEET/DRAWINGS CATALOG ¦ HRSG_ LOCAL GAUGE AND TEMPERATURE ELEMENT DATA SHEET&DRAWINGS &CATALOG ¦ HRSG_ LEVEL SWITCH DATA SHEET & DRAWINGS &CATALOG ¦ HRSG_ FLOW ELEMENT DATA SHEET & DRAWINGS &CATALOG ¦ HRSG_POWER DISTRIBUTION PANEL DRAWINGS ¦ HRSG_NAME PLATE DRAWING ¦ HRSG - SPECIALTY DRAWING FOR EXTERNAL PIPING ¦ [HRSG]_SPECIALTY DRAWING FOR EXTERNAL PIPING ¦ HRSG_SPECIALTY DRAWING FOR HRSG EXTERNAL PIPING ¦ HRSG_MANUAL VALVE LIST & DRAWINGS | Kept hazardous area classification as distinct compliance deliverable; standardized title per source.
194 | HRSG Vendor Document List | Local Instrument Data Sheets & Drawings | 6621 | Fadhili ¦ Grati ¦ Karabatan ¦ Turkistan ¦ Ukudu | T16182-YT02-P0LB-122094 ¦ T16182-YT01-P0LB-122095 ¦ T14211-7318-02-ME-H21-101 ¦ T14211-7318-02-ME-H21-102 ¦ T14211-7318-02-ME-E14-001 ¦ T14211-7318-02-ME-B16-211 ¦ T14211-7318-02-ME-B16-213 ¦ T16182-YD00-P0LB-122006 ¦ T16182-CN00-P0LB-122040 ¦ T16182-YD00-P0LB-122049 ¦ T16182-YD00-P0LB-122050 ¦ T16182-YT01-P0LB-122051 ¦ T16182-YD00-P0LB-122052 ¦ T16182-YD00-P0LB-122054 ¦ T16182-YD00-P0LB-122056 ¦ T16182-VN02-P0LB-122089 ¦ T16182-VN02-P0LB-122090 ¦ T16182-YS00-P0LB-122091 ¦ T16182-YT01-P0LB-122093 ¦ T16182-YT01-P0LB-122096 ¦ T16182-YT01-P0LB-122097 ¦ T16182-YT01-P0LB-122098 ¦ T16182-UE00-P0LB-122111 ¦ GRT-YD00-P1H-300035 ¦ GRT-YD00-P1H-300037 ¦ GRT-YD00-P1H-300039 ¦ GRT-YD00-P1H-300040 ¦ GRT-YT01-P1H-300059 ¦ GRT-YT01-P1H-300060 ¦ GRT-YT01-P1H-300061 ¦ GRT-YT01-P1H-300063 ¦ GRT-YT02-P1H-300065 ¦ GRT-YT01-P1H-300069 ¦ T14211-7318-02-ME-P05-101 ¦ T14211-7318-02-ME-P05-102 ¦ T14211-7318-02-ME-P05-103 ¦ T14211-7318-02-ME-H21-103 ¦ T14211-7318-02-ME-H21-104 ¦ T14211-7318-02-ME-H21-105 ¦ T14211-7318-02-ME-H21-106 ¦ T14211-7318-02-ME-B16-011 ¦ T14211-7318-02-ME-B16-021 ¦ T14211-7318-02-ME-B16-041 ¦ T14211-7318-02-ME-B16-071 ¦ T14211-7318-02-ME-B16-107 ¦ T14211-7318-02-ME-B16-108 ¦ T14211-7318-02-ME-B16-208 ¦ T14211-7318-02-ME-B16-209 ¦ T14211-7318-02-ME-B16-210 ¦ T14211-7318-02-ME-B16-237 ¦ T14211-7318-02-ME-B05-106 ¦ T14211-7318-02-ME-B05-108 ¦ T14211-7318-02-ME-H05-001 ¦ CCP-W-B114-02-ME-B05-0023 ¦ CCP-W-B114-02-ME-H21-0081 ¦ CCP-W-B114-02-ME-B05-0015 ¦ CCP-W-B114-02-ME-B05-0021 ¦ CCP-W-B114-02-ME-B05-0022 ¦ CCP-W-B114-02-ME-B16-0028 ¦ CCP-W-B114-02-ME-B16-0030 ¦ CCP-W-B114-02-ME-B16-0032 ¦ CCP-W-B114-02-ME-B05-0034 ¦ CCP-W-B114-02-ME-B16-0035 ¦ T16182-YK00-P0LB-122073 ¦ GRT-YK09-P1H-300049 ¦ T14211-7318-02-ME-P99-001 | HRSG - LOCAL INSTRUMENT DATASHEET & DRAWINGS ¦ HRSG - TRANSMITTER DATASHEET & DRAWINGS ¦ [DCR] Change HRSG Control valve drawings ¦ HRSG_Local Instrument Data Sheet/Drawings ¦ HRSG_Transmitter Data Sheet/Drawings ¦ HRSG_Power Distribution Panel and Junction Box Drawings ¦ HRSG_Instrument Air Header Drawing for Duct Burner System ¦ HRSG_I & C Architecture Drawing for Duct Burner System ¦ HRSG_SPEC. & DRAWING FOR VOC ANALYZER ¦ HRSG_CONTROL VALVE DATA SHEET & DRAWINGS ¦ HRSG_ TRANSMITTER DATA SHEET & DRAWINGS &CATALOG ¦ HRSG_JUNCTION BOX & INSTRUMENT RACK DRAWING ¦ HRSG - SPEC. & DRAWING FOR HOIST ¦ HRSG - HAZARDOUS AREA CLASSIFICATION SPECIFICATION & DRAWING FOR DUCT BURNER SYSTEM ¦ HRSG - SPEC. & DRAWING FOR STEAM DRUM ¦ HRSG - SPEC. & DRAWING FOR BLOWDOWN PUMP ¦ HRSG - SPEC. & DRAWING FOR SAFETY & RELIEF VALVE ¦ HRSG - SPEC. & DRAWING FOR STACK DAMPER ¦ HRSG - SPEC. & DRAWING FOR DEAERATOR & STORAGE TANK ¦ HRSG - POWER DISTRIBUTION PANEL DRAWINGS ¦ HRSG - MOV DATASHEET & DRAWINGS ¦ HRSG - CV DATASHEET & DRAWINGS ¦ HRSG - DESH. DATASHEET & DRAWINGS ¦ HRSG - CEMS DATASHEET & DRAWINGS ¦ HRSG - DRUM LEVEL GAUGE DATASHEET & DRAWINGS ¦ HRSG - FLOW ELEMENT DATASHEET & DRAWINGS ¦ HRSG - REMOTE DRUM LEVEL INDICATOR DATASHEET & DRAWINGS ¦ HRSG – PERPENDICULAR BAFFLE AND TIE PLATE ASSY DRAWINGS ¦ [HRSG]_SPEC. & DRAWING FOR STEAM DRUM ¦ [HRSG]_POWER DISTRIBUTION PANEL DRAWINGS ¦ [HRSG]_SPEC. & DRAWING FOR SAFETY & RELIEF VALVE ¦ [HRSG]_SPEC. & DRAWING FOR STACK DAMPER ¦ [HRSG]_MOV DATASHEET & DRAWINGS ¦ [HRSG]_CV DATASHEET & DRAWINGS ¦ [HRSG]_DESH. DATASHEET & DRAWINGS ¦ [HRSG]_CEMS DATASHEET & DRAWINGS ¦ [HRSG]_REMOTE DRUM LEVEL INDICATOR DATASHEET & DRAWINGS ¦ [HRSG]_ SPEC. & DRAWING FOR PREHEATER RECIRCULATION PUMP ¦ HRSG_MOV Data Sheet/Drawings ¦ HRSG_CV Data Sheet/Drawings ¦ HRSG_Desh. Data Sheet/Drawings ¦ HRSG_Drum Level Gauge Data Sheet/Drawings ¦ HRSG_Flow Element Data Sheet/Drawings ¦ HRSG_Remote Drum Level Indicator Datasheet/Drawings ¦ HRSG_CEMS Data Sheet/Drawings ¦ HRSG_SPEC. & DRAWING FOR SAFETY & RELIEF VALVE ¦ HRSG_SPEC. & DRAWING FOR STACK DAMPER ¦ HRSG_SPEC. & DRAWING FOR DEAERATOR, STORAGE TANK ¦ HRSG_SPEC. & DRAWING FOR CPH RECIRCULATION PUMP ¦ HRSG_Electric Actuator Specification & Drawing for Diverter & Guillotine Damper ¦ HRSG_Hoist Specification & Drawing for Diverter & Guillotine Damper ¦ HRSG_Fuel Gas Header Drawing for Duct Burner System ¦ HRSG_Ignition Gas Header Drawing for Duct Burner System ¦ HRSG_Cooling Air Header Drawing for Duct Burner System ¦ HRSG_Hazardous Area Classification Specification & Drawing for Duct Burner System ¦ HRSG_Manhole Cover for H.P Steam Drum ¦ HRSG_TYPICAL DRAWING FOR DRUM INSULATION ¦ HRSG_Power Distribution Panel Drawings ¦ HRSG_LP Drum Drawings ¦ HRSG_Spec. & Drawing of CEMS ¦ HRSG_HP Drum Drawings ¦ HRSG_Continuous Blowdown Tank Drawings ¦ HRSG_Atmospheric Blowdown Tank Drawings ¦ HRSG_Spec. & Drawing of Drain Pump ¦ HRSG_Spec. & Drawing of Exhaust Stack Damper ¦ HRSG_Spec. & Drawing of Deaerator ¦ HRSG_Spec. & Drawing of Hoist ¦ HRSG_Spec. & Drawing of Recirculation Pump ¦ HRSG_SPEC. & DRAWING FOR DESUPERHEATER ¦ HRSG_SPEC. & DRAWING FOR BLOW DOWN TANK ¦ HRSG_SPEC. & DRAWING FOR DEAERATOR ¦ HRSG_SPEC. & DRAWING FOR HOIST ¦ HRSG_SPEC. & DRAWING FOR RECIRCULATION PUMP ¦ HRSG_SPEC. & DRAWING FOR DIVERTER DAMPER ¦ HRSG_SPEC. & DRAWING FOR SCR ¦ AIG ARRAGEMENT DRAWING FOR HRSG SCR ¦ AMMONIA DISTRIBUTION HEADER DRAWING FOR HRSG SCR ¦ CATALYST DATA SHEET & DRAWING FOR HRSG SCR ¦ CATALYST BLOCK DRAWING FOR HRSG SCR ¦ EYE SHOWER DRAWING FOR HRSG SCR ¦ HRSG_SPEC. & DRAWING FOR CEMS ¦ HRSG_SPECIALTY DATA SHEET & DRAWING ¦ HRSG_MOV DATA SHEET & DRAWINGS ¦ HRSG LEVEL GAUGE DATA SHEET & DRAWINGS & CATALOG ¦ HRSG_REMOTE DRUM LEVEL INDICATOR DATASHEET/DRAWINGS CATALOG ¦ HRSG_ LOCAL GAUGE AND TEMPERATURE ELEMENT DATA SHEET&DRAWINGS &CATALOG ¦ HRSG_ LEVEL SWITCH DATA SHEET & DRAWINGS &CATALOG ¦ HRSG_ FLOW ELEMENT DATA SHEET & DRAWINGS &CATALOG ¦ HRSG_POWER DISTRIBUTION PANEL DRAWINGS ¦ HRSG_NAME PLATE DRAWING ¦ HRSG - SPECIALTY DRAWING FOR EXTERNAL PIPING ¦ [HRSG]_SPECIALTY DRAWING FOR EXTERNAL PIPING ¦ HRSG_SPECIALTY DRAWING FOR HRSG EXTERNAL PIPING ¦ HRSG_MANUAL VALVE LIST & DRAWINGS | Split local instrument datasheet/drawing deliverable from the broad mixed list into a standard deliverable.
195 | HRSG Vendor Document List | Transmitter Data Sheets & Drawings | 6621 | Fadhili ¦ Grati ¦ Karabatan ¦ Turkistan ¦ Ukudu | T16182-YT02-P0LB-122094 ¦ T16182-YT01-P0LB-122095 ¦ T14211-7318-02-ME-H21-101 ¦ T14211-7318-02-ME-H21-102 ¦ T14211-7318-02-ME-E14-001 ¦ T14211-7318-02-ME-B16-211 ¦ T14211-7318-02-ME-B16-213 ¦ T16182-YD00-P0LB-122006 ¦ T16182-CN00-P0LB-122040 ¦ T16182-YD00-P0LB-122049 ¦ T16182-YD00-P0LB-122050 ¦ T16182-YT01-P0LB-122051 ¦ T16182-YD00-P0LB-122052 ¦ T16182-YD00-P0LB-122054 ¦ T16182-YD00-P0LB-122056 ¦ T16182-VN02-P0LB-122089 ¦ T16182-VN02-P0LB-122090 ¦ T16182-YS00-P0LB-122091 ¦ T16182-YT01-P0LB-122093 ¦ T16182-YT01-P0LB-122096 ¦ T16182-YT01-P0LB-122097 ¦ T16182-YT01-P0LB-122098 ¦ T16182-UE00-P0LB-122111 ¦ GRT-YD00-P1H-300035 ¦ GRT-YD00-P1H-300037 ¦ GRT-YD00-P1H-300039 ¦ GRT-YD00-P1H-300040 ¦ GRT-YT01-P1H-300059 ¦ GRT-YT01-P1H-300060 ¦ GRT-YT01-P1H-300061 ¦ GRT-YT01-P1H-300063 ¦ GRT-YT02-P1H-300065 ¦ GRT-YT01-P1H-300069 ¦ T14211-7318-02-ME-P05-101 ¦ T14211-7318-02-ME-P05-102 ¦ T14211-7318-02-ME-P05-103 ¦ T14211-7318-02-ME-H21-103 ¦ T14211-7318-02-ME-H21-104 ¦ T14211-7318-02-ME-H21-105 ¦ T14211-7318-02-ME-H21-106 ¦ T14211-7318-02-ME-B16-011 ¦ T14211-7318-02-ME-B16-021 ¦ T14211-7318-02-ME-B16-041 ¦ T14211-7318-02-ME-B16-071 ¦ T14211-7318-02-ME-B16-107 ¦ T14211-7318-02-ME-B16-108 ¦ T14211-7318-02-ME-B16-208 ¦ T14211-7318-02-ME-B16-209 ¦ T14211-7318-02-ME-B16-210 ¦ T14211-7318-02-ME-B16-237 ¦ T14211-7318-02-ME-B05-106 ¦ T14211-7318-02-ME-B05-108 ¦ T14211-7318-02-ME-H05-001 ¦ CCP-W-B114-02-ME-B05-0023 ¦ CCP-W-B114-02-ME-H21-0081 ¦ CCP-W-B114-02-ME-B05-0015 ¦ CCP-W-B114-02-ME-B05-0021 ¦ CCP-W-B114-02-ME-B05-0022 ¦ CCP-W-B114-02-ME-B16-0028 ¦ CCP-W-B114-02-ME-B16-0030 ¦ CCP-W-B114-02-ME-B16-0032 ¦ CCP-W-B114-02-ME-B05-0034 ¦ CCP-W-B114-02-ME-B16-0035 ¦ T16182-YK00-P0LB-122073 ¦ GRT-YK09-P1H-300049 ¦ T14211-7318-02-ME-P99-001 | HRSG - LOCAL INSTRUMENT DATASHEET & DRAWINGS ¦ HRSG - TRANSMITTER DATASHEET & DRAWINGS ¦ [DCR] Change HRSG Control valve drawings ¦ HRSG_Local Instrument Data Sheet/Drawings ¦ HRSG_Transmitter Data Sheet/Drawings ¦ HRSG_Power Distribution Panel and Junction Box Drawings ¦ HRSG_Instrument Air Header Drawing for Duct Burner System ¦ HRSG_I & C Architecture Drawing for Duct Burner System ¦ HRSG_SPEC. & DRAWING FOR VOC ANALYZER ¦ HRSG_CONTROL VALVE DATA SHEET & DRAWINGS ¦ HRSG_ TRANSMITTER DATA SHEET & DRAWINGS &CATALOG ¦ HRSG_JUNCTION BOX & INSTRUMENT RACK DRAWING ¦ HRSG - SPEC. & DRAWING FOR HOIST ¦ HRSG - HAZARDOUS AREA CLASSIFICATION SPECIFICATION & DRAWING FOR DUCT BURNER SYSTEM ¦ HRSG - SPEC. & DRAWING FOR STEAM DRUM ¦ HRSG - SPEC. & DRAWING FOR BLOWDOWN PUMP ¦ HRSG - SPEC. & DRAWING FOR SAFETY & RELIEF VALVE ¦ HRSG - SPEC. & DRAWING FOR STACK DAMPER ¦ HRSG - SPEC. & DRAWING FOR DEAERATOR & STORAGE TANK ¦ HRSG - POWER DISTRIBUTION PANEL DRAWINGS ¦ HRSG - MOV DATASHEET & DRAWINGS ¦ HRSG - CV DATASHEET & DRAWINGS ¦ HRSG - DESH. DATASHEET & DRAWINGS ¦ HRSG - CEMS DATASHEET & DRAWINGS ¦ HRSG - DRUM LEVEL GAUGE DATASHEET & DRAWINGS ¦ HRSG - FLOW ELEMENT DATASHEET & DRAWINGS ¦ HRSG - REMOTE DRUM LEVEL INDICATOR DATASHEET & DRAWINGS ¦ HRSG – PERPENDICULAR BAFFLE AND TIE PLATE ASSY DRAWINGS ¦ [HRSG]_SPEC. & DRAWING FOR STEAM DRUM ¦ [HRSG]_POWER DISTRIBUTION PANEL DRAWINGS ¦ [HRSG]_SPEC. & DRAWING FOR SAFETY & RELIEF VALVE ¦ [HRSG]_SPEC. & DRAWING FOR STACK DAMPER ¦ [HRSG]_MOV DATASHEET & DRAWINGS ¦ [HRSG]_CV DATASHEET & DRAWINGS ¦ [HRSG]_DESH. DATASHEET & DRAWINGS ¦ [HRSG]_CEMS DATASHEET & DRAWINGS ¦ [HRSG]_REMOTE DRUM LEVEL INDICATOR DATASHEET & DRAWINGS ¦ [HRSG]_ SPEC. & DRAWING FOR PREHEATER RECIRCULATION PUMP ¦ HRSG_MOV Data Sheet/Drawings ¦ HRSG_CV Data Sheet/Drawings ¦ HRSG_Desh. Data Sheet/Drawings ¦ HRSG_Drum Level Gauge Data Sheet/Drawings ¦ HRSG_Flow Element Data Sheet/Drawings ¦ HRSG_Remote Drum Level Indicator Datasheet/Drawings ¦ HRSG_CEMS Data Sheet/Drawings ¦ HRSG_SPEC. & DRAWING FOR SAFETY & RELIEF VALVE ¦ HRSG_SPEC. & DRAWING FOR STACK DAMPER ¦ HRSG_SPEC. & DRAWING FOR DEAERATOR, STORAGE TANK ¦ HRSG_SPEC. & DRAWING FOR CPH RECIRCULATION PUMP ¦ HRSG_Electric Actuator Specification & Drawing for Diverter & Guillotine Damper ¦ HRSG_Hoist Specification & Drawing for Diverter & Guillotine Damper ¦ HRSG_Fuel Gas Header Drawing for Duct Burner System ¦ HRSG_Ignition Gas Header Drawing for Duct Burner System ¦ HRSG_Cooling Air Header Drawing for Duct Burner System ¦ HRSG_Hazardous Area Classification Specification & Drawing for Duct Burner System ¦ HRSG_Manhole Cover for H.P Steam Drum ¦ HRSG_TYPICAL DRAWING FOR DRUM INSULATION ¦ HRSG_Power Distribution Panel Drawings ¦ HRSG_LP Drum Drawings ¦ HRSG_Spec. & Drawing of CEMS ¦ HRSG_HP Drum Drawings ¦ HRSG_Continuous Blowdown Tank Drawings ¦ HRSG_Atmospheric Blowdown Tank Drawings ¦ HRSG_Spec. & Drawing of Drain Pump ¦ HRSG_Spec. & Drawing of Exhaust Stack Damper ¦ HRSG_Spec. & Drawing of Deaerator ¦ HRSG_Spec. & Drawing of Hoist ¦ HRSG_Spec. & Drawing of Recirculation Pump ¦ HRSG_SPEC. & DRAWING FOR DESUPERHEATER ¦ HRSG_SPEC. & DRAWING FOR BLOW DOWN TANK ¦ HRSG_SPEC. & DRAWING FOR DEAERATOR ¦ HRSG_SPEC. & DRAWING FOR HOIST ¦ HRSG_SPEC. & DRAWING FOR RECIRCULATION PUMP ¦ HRSG_SPEC. & DRAWING FOR DIVERTER DAMPER ¦ HRSG_SPEC. & DRAWING FOR SCR ¦ AIG ARRAGEMENT DRAWING FOR HRSG SCR ¦ AMMONIA DISTRIBUTION HEADER DRAWING FOR HRSG SCR ¦ CATALYST DATA SHEET & DRAWING FOR HRSG SCR ¦ CATALYST BLOCK DRAWING FOR HRSG SCR ¦ EYE SHOWER DRAWING FOR HRSG SCR ¦ HRSG_SPEC. & DRAWING FOR CEMS ¦ HRSG_SPECIALTY DATA SHEET & DRAWING ¦ HRSG_MOV DATA SHEET & DRAWINGS ¦ HRSG LEVEL GAUGE DATA SHEET & DRAWINGS & CATALOG ¦ HRSG_REMOTE DRUM LEVEL INDICATOR DATASHEET/DRAWINGS CATALOG ¦ HRSG_ LOCAL GAUGE AND TEMPERATURE ELEMENT DATA SHEET&DRAWINGS &CATALOG ¦ HRSG_ LEVEL SWITCH DATA SHEET & DRAWINGS &CATALOG ¦ HRSG_ FLOW ELEMENT DATA SHEET & DRAWINGS &CATALOG ¦ HRSG_POWER DISTRIBUTION PANEL DRAWINGS ¦ HRSG_NAME PLATE DRAWING ¦ HRSG - SPECIALTY DRAWING FOR EXTERNAL PIPING ¦ [HRSG]_SPECIALTY DRAWING FOR EXTERNAL PIPING ¦ HRSG_SPECIALTY DRAWING FOR HRSG EXTERNAL PIPING ¦ HRSG_MANUAL VALVE LIST & DRAWINGS | Split transmitter datasheet/drawing deliverable from mixed list; maintained vendor scope.
196 | HRSG Vendor Document List | Control Valve Data Sheets & Drawings | 5575 | R&N | SAU4005-G011-HYA-&ELB-04932 ¦ SAU4005-G011-HYA-&EEC-04944 ¦ SAU4005-G011-HYA-&EDA-04896 ¦ SAU4005-G011-HYA-&EFC-04926 ¦ SAU4005-G011-HNY-&MDA-04963 ¦ SAU4005-G011-HNY-&MDA-04984 ¦ SAU4005-G011-HNE-&EDA-04993 ¦ SAU4005-G011-HHA-&MDA-05005 ¦ SAU4005-G011-HHA-&MLU-05020 ¦ SAU4005-G011-HAA-&MLU-04826 ¦ SAU4005-G011-HAX-&MDA-04837 ¦ SAU4005-G011-LCQ-&MDA-04838 ¦ SAU4005-G011-LBF-&MDA-04839 ¦ SAU4005-G011-HNE-&MDA-04840 ¦ SAU4005-G011-HAA-&MLU-04842 ¦ SAU4005-G011-HAY-&MDA-04844 ¦ SAU4005-G011-H__-&MDB-04850 ¦ SAU4005-G011-H__-&MDB-04851 ¦ SAU4005-G011-SMH-&MDA-04853 ¦ SAU4005-G011-LCP-&MDA-04854 ¦ SAU4005-G011-H__-&MTB-04856 ¦ SAU4005-G011-HYA-&EDA-04895 ¦ SAU4005-G011-HYA-&EDA-04898 ¦ SAU4005-G011-HYA-&EDA-04903 ¦ SAU4005-G011-HNE-&EDA-04929 ¦ SAU4005-G011-HYA-&EEC-04942 ¦ SAU4005-G011-HNY-&MDA-04964 ¦ SAU4005-G011-HNY-&MLU-04968 ¦ SAU4005-G011-HNY-&MLU-04970 ¦ SAU4005-G011-HNY-&MDA-04978 ¦ SAU4005-G011-HNY-&MDA-04985 ¦ SAU4005-G011-HNY-&MDA-04992 ¦ SAU4005-G011-HHA-&MDA-05021 ¦ SAU4005-G011-HHA-&MDA-05031 ¦ SAU4005-G011-HHA-&MDA-05032 ¦ SAU4005-G011-HHA-&MDA-05033 ¦ SAU4005-G011-HHA-&MDA-05034 ¦ SAU4005-G011-HNY-&MLU-05129 ¦ SAU4005-G011-HNY-&MLU-05133 ¦ SAU4005-G011-HNY-&MDA-05147 ¦ SAU4005-G011-HA_-&MPA-04880 ¦ SAU4005-G011-HNY-&MLU-05131 | HRSG(V) - Nozzle Orientation and Cable Route Drawing for CEMS ¦ HRSG(V) - Lighting and Small Power Distribution Panel Drawings ¦ HRSG(V) - Control Valve Data Sheet/Drawings ¦ HRSG(V) - PLC HMI Drawing for Diverter Damper ¦ HRSG(V) - Control Valve Data Sheet & Drawings for SCR ¦ HRSG(V) - Junction Box Drawing for SCR ¦ HRSG(V) - SPEC. & Drawing of Analyzer for SCR ¦ HRSG(V) - Control Valve Data Sheet & Drawings for Duct Burner ¦ HRSG(V) - Junction Box Drawing for Duct Burner ¦ HRSG(V) - Typical Drawing for Drum Insulation ¦ HRSG(V) - Desuperheater Data Sheet & Drawings ¦ HRSG(V) - Spec. & Drawing for Blowdown Tank Pump ¦ HRSG(V) - Spec. & Drawing for Safety & Relief Valve ¦ HRSG(V) - Spec. & Drawing for Stack Damper ¦ HRSG(V) - Spec. & Drawing for Deaerator ¦ HRSG(V) - Spec. & Drawing for Boiler Stress Evaluator System ¦ HRSG(V) - HPU Specification & Drawing for Diverter & Guillotine Damper ¦ HRSG(V) - Hoist Specification & Drawing for Diverter & Guillotine Damper ¦ HRSG(V) - Spec. & Drawing for Hoist ¦ HRSG(V) - Spec. & Drawing for Recirculation Pump ¦ HRSG(V) - Name Plate Drawing ¦ HRSG(V) - MOV Data Sheet/Drawings ¦ HRSG(V) - Drum Level Gauge Datasheet/Drawings ¦ HRSG(V) - Remote Drum Level Indicator Datasheet/Drawings ¦ HRSG(V) - SPEC. & Drawing for CEMS ¦ HRSG(V) - Power Distribution Panel Drawings ¦ HRSG(V) - Catalyst Data Sheet & Drawings for SCR ¦ HRSG(V) - Dilution Tank Drawing for SCR ¦ HRSG(V) - Ammonia Distribution Header Drawing ¦ HRSG(V) - SPECIAL ITEM LIST AND DRAWING FOR SCR ¦ HRSG(V) - Local Panel Drawing for SCR ¦ HRSG(V) - Valve Drawing for SCR ¦ HRSG(V) - Local Panel / Control Panel Drawing for Duct Burner ¦ HRSG(V) - Valve Drawing for Duct Burner ¦ HRSG(V) - SPEC. & Drawing of Flame Scanner for Duct Burner ¦ HRSG(V) - SPEC. & Drawing of Ignition Burner for Duct Burner ¦ HRSG(V) - Hazardous Area Classification Specification & Drawing for Duct Burner ¦ HRSG(V) - Measurement Socket Drawing for SCR ¦ HRSG(V) - Equipment Insulation Drawing for SCR ¦ HRSG(V) – Hot Gas Circulation Fan VFD Drawing for SCR ¦ HRSG(V) - Specialty List and Drawing for HRSG Piping ¦ HRSG(V) - Piping Insulation Drawing for SCR | Merged repeated 'CONTROL VALVE DATA SHEET & DRAWINGS' references across HRSG and HRSG(V).
196 | HRSG Vendor Document List | Control Valve Data Sheets & Drawings | 6621 | Fadhili ¦ Grati ¦ Karabatan ¦ Turkistan ¦ Ukudu | T16182-YT02-P0LB-122094 ¦ T16182-YT01-P0LB-122095 ¦ T14211-7318-02-ME-H21-101 ¦ T14211-7318-02-ME-H21-102 ¦ T14211-7318-02-ME-E14-001 ¦ T14211-7318-02-ME-B16-211 ¦ T14211-7318-02-ME-B16-213 ¦ T16182-YD00-P0LB-122006 ¦ T16182-CN00-P0LB-122040 ¦ T16182-YD00-P0LB-122049 ¦ T16182-YD00-P0LB-122050 ¦ T16182-YT01-P0LB-122051 ¦ T16182-YD00-P0LB-122052 ¦ T16182-YD00-P0LB-122054 ¦ T16182-YD00-P0LB-122056 ¦ T16182-VN02-P0LB-122089 ¦ T16182-VN02-P0LB-122090 ¦ T16182-YS00-P0LB-122091 ¦ T16182-YT01-P0LB-122093 ¦ T16182-YT01-P0LB-122096 ¦ T16182-YT01-P0LB-122097 ¦ T16182-YT01-P0LB-122098 ¦ T16182-UE00-P0LB-122111 ¦ GRT-YD00-P1H-300035 ¦ GRT-YD00-P1H-300037 ¦ GRT-YD00-P1H-300039 ¦ GRT-YD00-P1H-300040 ¦ GRT-YT01-P1H-300059 ¦ GRT-YT01-P1H-300060 ¦ GRT-YT01-P1H-300061 ¦ GRT-YT01-P1H-300063 ¦ GRT-YT02-P1H-300065 ¦ GRT-YT01-P1H-300069 ¦ T14211-7318-02-ME-P05-101 ¦ T14211-7318-02-ME-P05-102 ¦ T14211-7318-02-ME-P05-103 ¦ T14211-7318-02-ME-H21-103 ¦ T14211-7318-02-ME-H21-104 ¦ T14211-7318-02-ME-H21-105 ¦ T14211-7318-02-ME-H21-106 ¦ T14211-7318-02-ME-B16-011 ¦ T14211-7318-02-ME-B16-021 ¦ T14211-7318-02-ME-B16-041 ¦ T14211-7318-02-ME-B16-071 ¦ T14211-7318-02-ME-B16-107 ¦ T14211-7318-02-ME-B16-108 ¦ T14211-7318-02-ME-B16-208 ¦ T14211-7318-02-ME-B16-209 ¦ T14211-7318-02-ME-B16-210 ¦ T14211-7318-02-ME-B16-237 ¦ T14211-7318-02-ME-B05-106 ¦ T14211-7318-02-ME-B05-108 ¦ T14211-7318-02-ME-H05-001 ¦ CCP-W-B114-02-ME-B05-0023 ¦ CCP-W-B114-02-ME-H21-0081 ¦ CCP-W-B114-02-ME-B05-0015 ¦ CCP-W-B114-02-ME-B05-0021 ¦ CCP-W-B114-02-ME-B05-0022 ¦ CCP-W-B114-02-ME-B16-0028 ¦ CCP-W-B114-02-ME-B16-0030 ¦ CCP-W-B114-02-ME-B16-0032 ¦ CCP-W-B114-02-ME-B05-0034 ¦ CCP-W-B114-02-ME-B16-0035 ¦ T16182-YK00-P0LB-122073 ¦ GRT-YK09-P1H-300049 ¦ T14211-7318-02-ME-P99-001 | HRSG - LOCAL INSTRUMENT DATASHEET & DRAWINGS ¦ HRSG - TRANSMITTER DATASHEET & DRAWINGS ¦ [DCR] Change HRSG Control valve drawings ¦ HRSG_Local Instrument Data Sheet/Drawings ¦ HRSG_Transmitter Data Sheet/Drawings ¦ HRSG_Power Distribution Panel and Junction Box Drawings ¦ HRSG_Instrument Air Header Drawing for Duct Burner System ¦ HRSG_I & C Architecture Drawing for Duct Burner System ¦ HRSG_SPEC. & DRAWING FOR VOC ANALYZER ¦ HRSG_CONTROL VALVE DATA SHEET & DRAWINGS ¦ HRSG_ TRANSMITTER DATA SHEET & DRAWINGS &CATALOG ¦ HRSG_JUNCTION BOX & INSTRUMENT RACK DRAWING ¦ HRSG - SPEC. & DRAWING FOR HOIST ¦ HRSG - HAZARDOUS AREA CLASSIFICATION SPECIFICATION & DRAWING FOR DUCT BURNER SYSTEM ¦ HRSG - SPEC. & DRAWING FOR STEAM DRUM ¦ HRSG - SPEC. & DRAWING FOR BLOWDOWN PUMP ¦ HRSG - SPEC. & DRAWING FOR SAFETY & RELIEF VALVE ¦ HRSG - SPEC. & DRAWING FOR STACK DAMPER ¦ HRSG - SPEC. & DRAWING FOR DEAERATOR & STORAGE TANK ¦ HRSG - POWER DISTRIBUTION PANEL DRAWINGS ¦ HRSG - MOV DATASHEET & DRAWINGS ¦ HRSG - CV DATASHEET & DRAWINGS ¦ HRSG - DESH. DATASHEET & DRAWINGS ¦ HRSG - CEMS DATASHEET & DRAWINGS ¦ HRSG - DRUM LEVEL GAUGE DATASHEET & DRAWINGS ¦ HRSG - FLOW ELEMENT DATASHEET & DRAWINGS ¦ HRSG - REMOTE DRUM LEVEL INDICATOR DATASHEET & DRAWINGS ¦ HRSG – PERPENDICULAR BAFFLE AND TIE PLATE ASSY DRAWINGS ¦ [HRSG]_SPEC. & DRAWING FOR STEAM DRUM ¦ [HRSG]_POWER DISTRIBUTION PANEL DRAWINGS ¦ [HRSG]_SPEC. & DRAWING FOR SAFETY & RELIEF VALVE ¦ [HRSG]_SPEC. & DRAWING FOR STACK DAMPER ¦ [HRSG]_MOV DATASHEET & DRAWINGS ¦ [HRSG]_CV DATASHEET & DRAWINGS ¦ [HRSG]_DESH. DATASHEET & DRAWINGS ¦ [HRSG]_CEMS DATASHEET & DRAWINGS ¦ [HRSG]_REMOTE DRUM LEVEL INDICATOR DATASHEET & DRAWINGS ¦ [HRSG]_ SPEC. & DRAWING FOR PREHEATER RECIRCULATION PUMP ¦ HRSG_MOV Data Sheet/Drawings ¦ HRSG_CV Data Sheet/Drawings ¦ HRSG_Desh. Data Sheet/Drawings ¦ HRSG_Drum Level Gauge Data Sheet/Drawings ¦ HRSG_Flow Element Data Sheet/Drawings ¦ HRSG_Remote Drum Level Indicator Datasheet/Drawings ¦ HRSG_CEMS Data Sheet/Drawings ¦ HRSG_SPEC. & DRAWING FOR SAFETY & RELIEF VALVE ¦ HRSG_SPEC. & DRAWING FOR STACK DAMPER ¦ HRSG_SPEC. & DRAWING FOR DEAERATOR, STORAGE TANK ¦ HRSG_SPEC. & DRAWING FOR CPH RECIRCULATION PUMP ¦ HRSG_Electric Actuator Specification & Drawing for Diverter & Guillotine Damper ¦ HRSG_Hoist Specification & Drawing for Diverter & Guillotine Damper ¦ HRSG_Fuel Gas Header Drawing for Duct Burner System ¦ HRSG_Ignition Gas Header Drawing for Duct Burner System ¦ HRSG_Cooling Air Header Drawing for Duct Burner System ¦ HRSG_Hazardous Area Classification Specification & Drawing for Duct Burner System ¦ HRSG_Manhole Cover for H.P Steam Drum ¦ HRSG_TYPICAL DRAWING FOR DRUM INSULATION ¦ HRSG_Power Distribution Panel Drawings ¦ HRSG_LP Drum Drawings ¦ HRSG_Spec. & Drawing of CEMS ¦ HRSG_HP Drum Drawings ¦ HRSG_Continuous Blowdown Tank Drawings ¦ HRSG_Atmospheric Blowdown Tank Drawings ¦ HRSG_Spec. & Drawing of Drain Pump ¦ HRSG_Spec. & Drawing of Exhaust Stack Damper ¦ HRSG_Spec. & Drawing of Deaerator ¦ HRSG_Spec. & Drawing of Hoist ¦ HRSG_Spec. & Drawing of Recirculation Pump ¦ HRSG_SPEC. & DRAWING FOR DESUPERHEATER ¦ HRSG_SPEC. & DRAWING FOR BLOW DOWN TANK ¦ HRSG_SPEC. & DRAWING FOR DEAERATOR ¦ HRSG_SPEC. & DRAWING FOR HOIST ¦ HRSG_SPEC. & DRAWING FOR RECIRCULATION PUMP ¦ HRSG_SPEC. & DRAWING FOR DIVERTER DAMPER ¦ HRSG_SPEC. & DRAWING FOR SCR ¦ AIG ARRAGEMENT DRAWING FOR HRSG SCR ¦ AMMONIA DISTRIBUTION HEADER DRAWING FOR HRSG SCR ¦ CATALYST DATA SHEET & DRAWING FOR HRSG SCR ¦ CATALYST BLOCK DRAWING FOR HRSG SCR ¦ EYE SHOWER DRAWING FOR HRSG SCR ¦ HRSG_SPEC. & DRAWING FOR CEMS ¦ HRSG_SPECIALTY DATA SHEET & DRAWING ¦ HRSG_MOV DATA SHEET & DRAWINGS ¦ HRSG LEVEL GAUGE DATA SHEET & DRAWINGS & CATALOG ¦ HRSG_REMOTE DRUM LEVEL INDICATOR DATASHEET/DRAWINGS CATALOG ¦ HRSG_ LOCAL GAUGE AND TEMPERATURE ELEMENT DATA SHEET&DRAWINGS &CATALOG ¦ HRSG_ LEVEL SWITCH DATA SHEET & DRAWINGS &CATALOG ¦ HRSG_ FLOW ELEMENT DATA SHEET & DRAWINGS &CATALOG ¦ HRSG_POWER DISTRIBUTION PANEL DRAWINGS ¦ HRSG_NAME PLATE DRAWING ¦ HRSG - SPECIALTY DRAWING FOR EXTERNAL PIPING ¦ [HRSG]_SPECIALTY DRAWING FOR EXTERNAL PIPING ¦ HRSG_SPECIALTY DRAWING FOR HRSG EXTERNAL PIPING ¦ HRSG_MANUAL VALVE LIST & DRAWINGS | Merged repeated 'CONTROL VALVE DATA SHEET & DRAWINGS' references across HRSG and HRSG(V).
197 | HRSG Vendor Document List | Power Distribution Panel Drawings | 5575 | R&N | SAU4005-G011-HYA-&ELB-04932 ¦ SAU4005-G011-HYA-&EEC-04944 ¦ SAU4005-G011-HYA-&EDA-04896 ¦ SAU4005-G011-HYA-&EFC-04926 ¦ SAU4005-G011-HNY-&MDA-04963 ¦ SAU4005-G011-HNY-&MDA-04984 ¦ SAU4005-G011-HNE-&EDA-04993 ¦ SAU4005-G011-HHA-&MDA-05005 ¦ SAU4005-G011-HHA-&MLU-05020 ¦ SAU4005-G011-HAA-&MLU-04826 ¦ SAU4005-G011-HAX-&MDA-04837 ¦ SAU4005-G011-LCQ-&MDA-04838 ¦ SAU4005-G011-LBF-&MDA-04839 ¦ SAU4005-G011-HNE-&MDA-04840 ¦ SAU4005-G011-HAA-&MLU-04842 ¦ SAU4005-G011-HAY-&MDA-04844 ¦ SAU4005-G011-H__-&MDB-04850 ¦ SAU4005-G011-H__-&MDB-04851 ¦ SAU4005-G011-SMH-&MDA-04853 ¦ SAU4005-G011-LCP-&MDA-04854 ¦ SAU4005-G011-H__-&MTB-04856 ¦ SAU4005-G011-HYA-&EDA-04895 ¦ SAU4005-G011-HYA-&EDA-04898 ¦ SAU4005-G011-HYA-&EDA-04903 ¦ SAU4005-G011-HNE-&EDA-04929 ¦ SAU4005-G011-HYA-&EEC-04942 ¦ SAU4005-G011-HNY-&MDA-04964 ¦ SAU4005-G011-HNY-&MLU-04968 ¦ SAU4005-G011-HNY-&MLU-04970 ¦ SAU4005-G011-HNY-&MDA-04978 ¦ SAU4005-G011-HNY-&MDA-04985 ¦ SAU4005-G011-HNY-&MDA-04992 ¦ SAU4005-G011-HHA-&MDA-05021 ¦ SAU4005-G011-HHA-&MDA-05031 ¦ SAU4005-G011-HHA-&MDA-05032 ¦ SAU4005-G011-HHA-&MDA-05033 ¦ SAU4005-G011-HHA-&MDA-05034 ¦ SAU4005-G011-HNY-&MLU-05129 ¦ SAU4005-G011-HNY-&MLU-05133 ¦ SAU4005-G011-HNY-&MDA-05147 ¦ SAU4005-G011-HA_-&MPA-04880 ¦ SAU4005-G011-HNY-&MLU-05131 | HRSG(V) - Nozzle Orientation and Cable Route Drawing for CEMS ¦ HRSG(V) - Lighting and Small Power Distribution Panel Drawings ¦ HRSG(V) - Control Valve Data Sheet/Drawings ¦ HRSG(V) - PLC HMI Drawing for Diverter Damper ¦ HRSG(V) - Control Valve Data Sheet & Drawings for SCR ¦ HRSG(V) - Junction Box Drawing for SCR ¦ HRSG(V) - SPEC. & Drawing of Analyzer for SCR ¦ HRSG(V) - Control Valve Data Sheet & Drawings for Duct Burner ¦ HRSG(V) - Junction Box Drawing for Duct Burner ¦ HRSG(V) - Typical Drawing for Drum Insulation ¦ HRSG(V) - Desuperheater Data Sheet & Drawings ¦ HRSG(V) - Spec. & Drawing for Blowdown Tank Pump ¦ HRSG(V) - Spec. & Drawing for Safety & Relief Valve ¦ HRSG(V) - Spec. & Drawing for Stack Damper ¦ HRSG(V) - Spec. & Drawing for Deaerator ¦ HRSG(V) - Spec. & Drawing for Boiler Stress Evaluator System ¦ HRSG(V) - HPU Specification & Drawing for Diverter & Guillotine Damper ¦ HRSG(V) - Hoist Specification & Drawing for Diverter & Guillotine Damper ¦ HRSG(V) - Spec. & Drawing for Hoist ¦ HRSG(V) - Spec. & Drawing for Recirculation Pump ¦ HRSG(V) - Name Plate Drawing ¦ HRSG(V) - MOV Data Sheet/Drawings ¦ HRSG(V) - Drum Level Gauge Datasheet/Drawings ¦ HRSG(V) - Remote Drum Level Indicator Datasheet/Drawings ¦ HRSG(V) - SPEC. & Drawing for CEMS ¦ HRSG(V) - Power Distribution Panel Drawings ¦ HRSG(V) - Catalyst Data Sheet & Drawings for SCR ¦ HRSG(V) - Dilution Tank Drawing for SCR ¦ HRSG(V) - Ammonia Distribution Header Drawing ¦ HRSG(V) - SPECIAL ITEM LIST AND DRAWING FOR SCR ¦ HRSG(V) - Local Panel Drawing for SCR ¦ HRSG(V) - Valve Drawing for SCR ¦ HRSG(V) - Local Panel / Control Panel Drawing for Duct Burner ¦ HRSG(V) - Valve Drawing for Duct Burner ¦ HRSG(V) - SPEC. & Drawing of Flame Scanner for Duct Burner ¦ HRSG(V) - SPEC. & Drawing of Ignition Burner for Duct Burner ¦ HRSG(V) - Hazardous Area Classification Specification & Drawing for Duct Burner ¦ HRSG(V) - Measurement Socket Drawing for SCR ¦ HRSG(V) - Equipment Insulation Drawing for SCR ¦ HRSG(V) – Hot Gas Circulation Fan VFD Drawing for SCR ¦ HRSG(V) - Specialty List and Drawing for HRSG Piping ¦ HRSG(V) - Piping Insulation Drawing for SCR | Combined PDB/power distribution panel drawing references into a single standardized deliverable.
197 | HRSG Vendor Document List | Power Distribution Panel Drawings | 6621 | Fadhili ¦ Grati ¦ Karabatan ¦ Turkistan ¦ Ukudu | T16182-YT02-P0LB-122094 ¦ T16182-YT01-P0LB-122095 ¦ T14211-7318-02-ME-H21-101 ¦ T14211-7318-02-ME-H21-102 ¦ T14211-7318-02-ME-E14-001 ¦ T14211-7318-02-ME-B16-211 ¦ T14211-7318-02-ME-B16-213 ¦ T16182-YD00-P0LB-122006 ¦ T16182-CN00-P0LB-122040 ¦ T16182-YD00-P0LB-122049 ¦ T16182-YD00-P0LB-122050 ¦ T16182-YT01-P0LB-122051 ¦ T16182-YD00-P0LB-122052 ¦ T16182-YD00-P0LB-122054 ¦ T16182-YD00-P0LB-122056 ¦ T16182-VN02-P0LB-122089 ¦ T16182-VN02-P0LB-122090 ¦ T16182-YS00-P0LB-122091 ¦ T16182-YT01-P0LB-122093 ¦ T16182-YT01-P0LB-122096 ¦ T16182-YT01-P0LB-122097 ¦ T16182-YT01-P0LB-122098 ¦ T16182-UE00-P0LB-122111 ¦ GRT-YD00-P1H-300035 ¦ GRT-YD00-P1H-300037 ¦ GRT-YD00-P1H-300039 ¦ GRT-YD00-P1H-300040 ¦ GRT-YT01-P1H-300059 ¦ GRT-YT01-P1H-300060 ¦ GRT-YT01-P1H-300061 ¦ GRT-YT01-P1H-300063 ¦ GRT-YT02-P1H-300065 ¦ GRT-YT01-P1H-300069 ¦ T14211-7318-02-ME-P05-101 ¦ T14211-7318-02-ME-P05-102 ¦ T14211-7318-02-ME-P05-103 ¦ T14211-7318-02-ME-H21-103 ¦ T14211-7318-02-ME-H21-104 ¦ T14211-7318-02-ME-H21-105 ¦ T14211-7318-02-ME-H21-106 ¦ T14211-7318-02-ME-B16-011 ¦ T14211-7318-02-ME-B16-021 ¦ T14211-7318-02-ME-B16-041 ¦ T14211-7318-02-ME-B16-071 ¦ T14211-7318-02-ME-B16-107 ¦ T14211-7318-02-ME-B16-108 ¦ T14211-7318-02-ME-B16-208 ¦ T14211-7318-02-ME-B16-209 ¦ T14211-7318-02-ME-B16-210 ¦ T14211-7318-02-ME-B16-237 ¦ T14211-7318-02-ME-B05-106 ¦ T14211-7318-02-ME-B05-108 ¦ T14211-7318-02-ME-H05-001 ¦ CCP-W-B114-02-ME-B05-0023 ¦ CCP-W-B114-02-ME-H21-0081 ¦ CCP-W-B114-02-ME-B05-0015 ¦ CCP-W-B114-02-ME-B05-0021 ¦ CCP-W-B114-02-ME-B05-0022 ¦ CCP-W-B114-02-ME-B16-0028 ¦ CCP-W-B114-02-ME-B16-0030 ¦ CCP-W-B114-02-ME-B16-0032 ¦ CCP-W-B114-02-ME-B05-0034 ¦ CCP-W-B114-02-ME-B16-0035 ¦ T16182-YK00-P0LB-122073 ¦ GRT-YK09-P1H-300049 ¦ T14211-7318-02-ME-P99-001 | HRSG - LOCAL INSTRUMENT DATASHEET & DRAWINGS ¦ HRSG - TRANSMITTER DATASHEET & DRAWINGS ¦ [DCR] Change HRSG Control valve drawings ¦ HRSG_Local Instrument Data Sheet/Drawings ¦ HRSG_Transmitter Data Sheet/Drawings ¦ HRSG_Power Distribution Panel and Junction Box Drawings ¦ HRSG_Instrument Air Header Drawing for Duct Burner System ¦ HRSG_I & C Architecture Drawing for Duct Burner System ¦ HRSG_SPEC. & DRAWING FOR VOC ANALYZER ¦ HRSG_CONTROL VALVE DATA SHEET & DRAWINGS ¦ HRSG_ TRANSMITTER DATA SHEET & DRAWINGS &CATALOG ¦ HRSG_JUNCTION BOX & INSTRUMENT RACK DRAWING ¦ HRSG - SPEC. & DRAWING FOR HOIST ¦ HRSG - HAZARDOUS AREA CLASSIFICATION SPECIFICATION & DRAWING FOR DUCT BURNER SYSTEM ¦ HRSG - SPEC. & DRAWING FOR STEAM DRUM ¦ HRSG - SPEC. & DRAWING FOR BLOWDOWN PUMP ¦ HRSG - SPEC. & DRAWING FOR SAFETY & RELIEF VALVE ¦ HRSG - SPEC. & DRAWING FOR STACK DAMPER ¦ HRSG - SPEC. & DRAWING FOR DEAERATOR & STORAGE TANK ¦ HRSG - POWER DISTRIBUTION PANEL DRAWINGS ¦ HRSG - MOV DATASHEET & DRAWINGS ¦ HRSG - CV DATASHEET & DRAWINGS ¦ HRSG - DESH. DATASHEET & DRAWINGS ¦ HRSG - CEMS DATASHEET & DRAWINGS ¦ HRSG - DRUM LEVEL GAUGE DATASHEET & DRAWINGS ¦ HRSG - FLOW ELEMENT DATASHEET & DRAWINGS ¦ HRSG - REMOTE DRUM LEVEL INDICATOR DATASHEET & DRAWINGS ¦ HRSG – PERPENDICULAR BAFFLE AND TIE PLATE ASSY DRAWINGS ¦ [HRSG]_SPEC. & DRAWING FOR STEAM DRUM ¦ [HRSG]_POWER DISTRIBUTION PANEL DRAWINGS ¦ [HRSG]_SPEC. & DRAWING FOR SAFETY & RELIEF VALVE ¦ [HRSG]_SPEC. & DRAWING FOR STACK DAMPER ¦ [HRSG]_MOV DATASHEET & DRAWINGS ¦ [HRSG]_CV DATASHEET & DRAWINGS ¦ [HRSG]_DESH. DATASHEET & DRAWINGS ¦ [HRSG]_CEMS DATASHEET & DRAWINGS ¦ [HRSG]_REMOTE DRUM LEVEL INDICATOR DATASHEET & DRAWINGS ¦ [HRSG]_ SPEC. & DRAWING FOR PREHEATER RECIRCULATION PUMP ¦ HRSG_MOV Data Sheet/Drawings ¦ HRSG_CV Data Sheet/Drawings ¦ HRSG_Desh. Data Sheet/Drawings ¦ HRSG_Drum Level Gauge Data Sheet/Drawings ¦ HRSG_Flow Element Data Sheet/Drawings ¦ HRSG_Remote Drum Level Indicator Datasheet/Drawings ¦ HRSG_CEMS Data Sheet/Drawings ¦ HRSG_SPEC. & DRAWING FOR SAFETY & RELIEF VALVE ¦ HRSG_SPEC. & DRAWING FOR STACK DAMPER ¦ HRSG_SPEC. & DRAWING FOR DEAERATOR, STORAGE TANK ¦ HRSG_SPEC. & DRAWING FOR CPH RECIRCULATION PUMP ¦ HRSG_Electric Actuator Specification & Drawing for Diverter & Guillotine Damper ¦ HRSG_Hoist Specification & Drawing for Diverter & Guillotine Damper ¦ HRSG_Fuel Gas Header Drawing for Duct Burner System ¦ HRSG_Ignition Gas Header Drawing for Duct Burner System ¦ HRSG_Cooling Air Header Drawing for Duct Burner System ¦ HRSG_Hazardous Area Classification Specification & Drawing for Duct Burner System ¦ HRSG_Manhole Cover for H.P Steam Drum ¦ HRSG_TYPICAL DRAWING FOR DRUM INSULATION ¦ HRSG_Power Distribution Panel Drawings ¦ HRSG_LP Drum Drawings ¦ HRSG_Spec. & Drawing of CEMS ¦ HRSG_HP Drum Drawings ¦ HRSG_Continuous Blowdown Tank Drawings ¦ HRSG_Atmospheric Blowdown Tank Drawings ¦ HRSG_Spec. & Drawing of Drain Pump ¦ HRSG_Spec. & Drawing of Exhaust Stack Damper ¦ HRSG_Spec. & Drawing of Deaerator ¦ HRSG_Spec. & Drawing of Hoist ¦ HRSG_Spec. & Drawing of Recirculation Pump ¦ HRSG_SPEC. & DRAWING FOR DESUPERHEATER ¦ HRSG_SPEC. & DRAWING FOR BLOW DOWN TANK ¦ HRSG_SPEC. & DRAWING FOR DEAERATOR ¦ HRSG_SPEC. & DRAWING FOR HOIST ¦ HRSG_SPEC. & DRAWING FOR RECIRCULATION PUMP ¦ HRSG_SPEC. & DRAWING FOR DIVERTER DAMPER ¦ HRSG_SPEC. & DRAWING FOR SCR ¦ AIG ARRAGEMENT DRAWING FOR HRSG SCR ¦ AMMONIA DISTRIBUTION HEADER DRAWING FOR HRSG SCR ¦ CATALYST DATA SHEET & DRAWING FOR HRSG SCR ¦ CATALYST BLOCK DRAWING FOR HRSG SCR ¦ EYE SHOWER DRAWING FOR HRSG SCR ¦ HRSG_SPEC. & DRAWING FOR CEMS ¦ HRSG_SPECIALTY DATA SHEET & DRAWING ¦ HRSG_MOV DATA SHEET & DRAWINGS ¦ HRSG LEVEL GAUGE DATA SHEET & DRAWINGS & CATALOG ¦ HRSG_REMOTE DRUM LEVEL INDICATOR DATASHEET/DRAWINGS CATALOG ¦ HRSG_ LOCAL GAUGE AND TEMPERATURE ELEMENT DATA SHEET&DRAWINGS &CATALOG ¦ HRSG_ LEVEL SWITCH DATA SHEET & DRAWINGS &CATALOG ¦ HRSG_ FLOW ELEMENT DATA SHEET & DRAWINGS &CATALOG ¦ HRSG_POWER DISTRIBUTION PANEL DRAWINGS ¦ HRSG_NAME PLATE DRAWING ¦ HRSG - SPECIALTY DRAWING FOR EXTERNAL PIPING ¦ [HRSG]_SPECIALTY DRAWING FOR EXTERNAL PIPING ¦ HRSG_SPECIALTY DRAWING FOR HRSG EXTERNAL PIPING ¦ HRSG_MANUAL VALVE LIST & DRAWINGS | Combined PDB/power distribution panel drawing references into a single standardized deliverable.
198 | HRSG Vendor Document List | Junction Box Drawings | 5575 | R&N | SAU4005-G011-HYA-&ELB-04932 ¦ SAU4005-G011-HYA-&EEC-04944 ¦ SAU4005-G011-HYA-&EDA-04896 ¦ SAU4005-G011-HYA-&EFC-04926 ¦ SAU4005-G011-HNY-&MDA-04963 ¦ SAU4005-G011-HNY-&MDA-04984 ¦ SAU4005-G011-HNE-&EDA-04993 ¦ SAU4005-G011-HHA-&MDA-05005 ¦ SAU4005-G011-HHA-&MLU-05020 ¦ SAU4005-G011-HAA-&MLU-04826 ¦ SAU4005-G011-HAX-&MDA-04837 ¦ SAU4005-G011-LCQ-&MDA-04838 ¦ SAU4005-G011-LBF-&MDA-04839 ¦ SAU4005-G011-HNE-&MDA-04840 ¦ SAU4005-G011-HAA-&MLU-04842 ¦ SAU4005-G011-HAY-&MDA-04844 ¦ SAU4005-G011-H__-&MDB-04850 ¦ SAU4005-G011-H__-&MDB-04851 ¦ SAU4005-G011-SMH-&MDA-04853 ¦ SAU4005-G011-LCP-&MDA-04854 ¦ SAU4005-G011-H__-&MTB-04856 ¦ SAU4005-G011-HYA-&EDA-04895 ¦ SAU4005-G011-HYA-&EDA-04898 ¦ SAU4005-G011-HYA-&EDA-04903 ¦ SAU4005-G011-HNE-&EDA-04929 ¦ SAU4005-G011-HYA-&EEC-04942 ¦ SAU4005-G011-HNY-&MDA-04964 ¦ SAU4005-G011-HNY-&MLU-04968 ¦ SAU4005-G011-HNY-&MLU-04970 ¦ SAU4005-G011-HNY-&MDA-04978 ¦ SAU4005-G011-HNY-&MDA-04985 ¦ SAU4005-G011-HNY-&MDA-04992 ¦ SAU4005-G011-HHA-&MDA-05021 ¦ SAU4005-G011-HHA-&MDA-05031 ¦ SAU4005-G011-HHA-&MDA-05032 ¦ SAU4005-G011-HHA-&MDA-05033 ¦ SAU4005-G011-HHA-&MDA-05034 ¦ SAU4005-G011-HNY-&MLU-05129 ¦ SAU4005-G011-HNY-&MLU-05133 ¦ SAU4005-G011-HNY-&MDA-05147 ¦ SAU4005-G011-HA_-&MPA-04880 ¦ SAU4005-G011-HNY-&MLU-05131 | HRSG(V) - Nozzle Orientation and Cable Route Drawing for CEMS ¦ HRSG(V) - Lighting and Small Power Distribution Panel Drawings ¦ HRSG(V) - Control Valve Data Sheet/Drawings ¦ HRSG(V) - PLC HMI Drawing for Diverter Damper ¦ HRSG(V) - Control Valve Data Sheet & Drawings for SCR ¦ HRSG(V) - Junction Box Drawing for SCR ¦ HRSG(V) - SPEC. & Drawing of Analyzer for SCR ¦ HRSG(V) - Control Valve Data Sheet & Drawings for Duct Burner ¦ HRSG(V) - Junction Box Drawing for Duct Burner ¦ HRSG(V) - Typical Drawing for Drum Insulation ¦ HRSG(V) - Desuperheater Data Sheet & Drawings ¦ HRSG(V) - Spec. & Drawing for Blowdown Tank Pump ¦ HRSG(V) - Spec. & Drawing for Safety & Relief Valve ¦ HRSG(V) - Spec. & Drawing for Stack Damper ¦ HRSG(V) - Spec. & Drawing for Deaerator ¦ HRSG(V) - Spec. & Drawing for Boiler Stress Evaluator System ¦ HRSG(V) - HPU Specification & Drawing for Diverter & Guillotine Damper ¦ HRSG(V) - Hoist Specification & Drawing for Diverter & Guillotine Damper ¦ HRSG(V) - Spec. & Drawing for Hoist ¦ HRSG(V) - Spec. & Drawing for Recirculation Pump ¦ HRSG(V) - Name Plate Drawing ¦ HRSG(V) - MOV Data Sheet/Drawings ¦ HRSG(V) - Drum Level Gauge Datasheet/Drawings ¦ HRSG(V) - Remote Drum Level Indicator Datasheet/Drawings ¦ HRSG(V) - SPEC. & Drawing for CEMS ¦ HRSG(V) - Power Distribution Panel Drawings ¦ HRSG(V) - Catalyst Data Sheet & Drawings for SCR ¦ HRSG(V) - Dilution Tank Drawing for SCR ¦ HRSG(V) - Ammonia Distribution Header Drawing ¦ HRSG(V) - SPECIAL ITEM LIST AND DRAWING FOR SCR ¦ HRSG(V) - Local Panel Drawing for SCR ¦ HRSG(V) - Valve Drawing for SCR ¦ HRSG(V) - Local Panel / Control Panel Drawing for Duct Burner ¦ HRSG(V) - Valve Drawing for Duct Burner ¦ HRSG(V) - SPEC. & Drawing of Flame Scanner for Duct Burner ¦ HRSG(V) - SPEC. & Drawing of Ignition Burner for Duct Burner ¦ HRSG(V) - Hazardous Area Classification Specification & Drawing for Duct Burner ¦ HRSG(V) - Measurement Socket Drawing for SCR ¦ HRSG(V) - Equipment Insulation Drawing for SCR ¦ HRSG(V) – Hot Gas Circulation Fan VFD Drawing for SCR ¦ HRSG(V) - Specialty List and Drawing for HRSG Piping ¦ HRSG(V) - Piping Insulation Drawing for SCR | Standardized junction box drawing deliverable (incl. SCR and duct burner references) into a general junction box drawings deliverable.
198 | HRSG Vendor Document List | Junction Box Drawings | 6621 | Fadhili ¦ Grati ¦ Karabatan ¦ Turkistan ¦ Ukudu | T16182-YT02-P0LB-122094 ¦ T16182-YT01-P0LB-122095 ¦ T14211-7318-02-ME-H21-101 ¦ T14211-7318-02-ME-H21-102 ¦ T14211-7318-02-ME-E14-001 ¦ T14211-7318-02-ME-B16-211 ¦ T14211-7318-02-ME-B16-213 ¦ T16182-YD00-P0LB-122006 ¦ T16182-CN00-P0LB-122040 ¦ T16182-YD00-P0LB-122049 ¦ T16182-YD00-P0LB-122050 ¦ T16182-YT01-P0LB-122051 ¦ T16182-YD00-P0LB-122052 ¦ T16182-YD00-P0LB-122054 ¦ T16182-YD00-P0LB-122056 ¦ T16182-VN02-P0LB-122089 ¦ T16182-VN02-P0LB-122090 ¦ T16182-YS00-P0LB-122091 ¦ T16182-YT01-P0LB-122093 ¦ T16182-YT01-P0LB-122096 ¦ T16182-YT01-P0LB-122097 ¦ T16182-YT01-P0LB-122098 ¦ T16182-UE00-P0LB-122111 ¦ GRT-YD00-P1H-300035 ¦ GRT-YD00-P1H-300037 ¦ GRT-YD00-P1H-300039 ¦ GRT-YD00-P1H-300040 ¦ GRT-YT01-P1H-300059 ¦ GRT-YT01-P1H-300060 ¦ GRT-YT01-P1H-300061 ¦ GRT-YT01-P1H-300063 ¦ GRT-YT02-P1H-300065 ¦ GRT-YT01-P1H-300069 ¦ T14211-7318-02-ME-P05-101 ¦ T14211-7318-02-ME-P05-102 ¦ T14211-7318-02-ME-P05-103 ¦ T14211-7318-02-ME-H21-103 ¦ T14211-7318-02-ME-H21-104 ¦ T14211-7318-02-ME-H21-105 ¦ T14211-7318-02-ME-H21-106 ¦ T14211-7318-02-ME-B16-011 ¦ T14211-7318-02-ME-B16-021 ¦ T14211-7318-02-ME-B16-041 ¦ T14211-7318-02-ME-B16-071 ¦ T14211-7318-02-ME-B16-107 ¦ T14211-7318-02-ME-B16-108 ¦ T14211-7318-02-ME-B16-208 ¦ T14211-7318-02-ME-B16-209 ¦ T14211-7318-02-ME-B16-210 ¦ T14211-7318-02-ME-B16-237 ¦ T14211-7318-02-ME-B05-106 ¦ T14211-7318-02-ME-B05-108 ¦ T14211-7318-02-ME-H05-001 ¦ CCP-W-B114-02-ME-B05-0023 ¦ CCP-W-B114-02-ME-H21-0081 ¦ CCP-W-B114-02-ME-B05-0015 ¦ CCP-W-B114-02-ME-B05-0021 ¦ CCP-W-B114-02-ME-B05-0022 ¦ CCP-W-B114-02-ME-B16-0028 ¦ CCP-W-B114-02-ME-B16-0030 ¦ CCP-W-B114-02-ME-B16-0032 ¦ CCP-W-B114-02-ME-B05-0034 ¦ CCP-W-B114-02-ME-B16-0035 ¦ T16182-YK00-P0LB-122073 ¦ GRT-YK09-P1H-300049 ¦ T14211-7318-02-ME-P99-001 | HRSG - LOCAL INSTRUMENT DATASHEET & DRAWINGS ¦ HRSG - TRANSMITTER DATASHEET & DRAWINGS ¦ [DCR] Change HRSG Control valve drawings ¦ HRSG_Local Instrument Data Sheet/Drawings ¦ HRSG_Transmitter Data Sheet/Drawings ¦ HRSG_Power Distribution Panel and Junction Box Drawings ¦ HRSG_Instrument Air Header Drawing for Duct Burner System ¦ HRSG_I & C Architecture Drawing for Duct Burner System ¦ HRSG_SPEC. & DRAWING FOR VOC ANALYZER ¦ HRSG_CONTROL VALVE DATA SHEET & DRAWINGS ¦ HRSG_ TRANSMITTER DATA SHEET & DRAWINGS &CATALOG ¦ HRSG_JUNCTION BOX & INSTRUMENT RACK DRAWING ¦ HRSG - SPEC. & DRAWING FOR HOIST ¦ HRSG - HAZARDOUS AREA CLASSIFICATION SPECIFICATION & DRAWING FOR DUCT BURNER SYSTEM ¦ HRSG - SPEC. & DRAWING FOR STEAM DRUM ¦ HRSG - SPEC. & DRAWING FOR BLOWDOWN PUMP ¦ HRSG - SPEC. & DRAWING FOR SAFETY & RELIEF VALVE ¦ HRSG - SPEC. & DRAWING FOR STACK DAMPER ¦ HRSG - SPEC. & DRAWING FOR DEAERATOR & STORAGE TANK ¦ HRSG - POWER DISTRIBUTION PANEL DRAWINGS ¦ HRSG - MOV DATASHEET & DRAWINGS ¦ HRSG - CV DATASHEET & DRAWINGS ¦ HRSG - DESH. DATASHEET & DRAWINGS ¦ HRSG - CEMS DATASHEET & DRAWINGS ¦ HRSG - DRUM LEVEL GAUGE DATASHEET & DRAWINGS ¦ HRSG - FLOW ELEMENT DATASHEET & DRAWINGS ¦ HRSG - REMOTE DRUM LEVEL INDICATOR DATASHEET & DRAWINGS ¦ HRSG – PERPENDICULAR BAFFLE AND TIE PLATE ASSY DRAWINGS ¦ [HRSG]_SPEC. & DRAWING FOR STEAM DRUM ¦ [HRSG]_POWER DISTRIBUTION PANEL DRAWINGS ¦ [HRSG]_SPEC. & DRAWING FOR SAFETY & RELIEF VALVE ¦ [HRSG]_SPEC. & DRAWING FOR STACK DAMPER ¦ [HRSG]_MOV DATASHEET & DRAWINGS ¦ [HRSG]_CV DATASHEET & DRAWINGS ¦ [HRSG]_DESH. DATASHEET & DRAWINGS ¦ [HRSG]_CEMS DATASHEET & DRAWINGS ¦ [HRSG]_REMOTE DRUM LEVEL INDICATOR DATASHEET & DRAWINGS ¦ [HRSG]_ SPEC. & DRAWING FOR PREHEATER RECIRCULATION PUMP ¦ HRSG_MOV Data Sheet/Drawings ¦ HRSG_CV Data Sheet/Drawings ¦ HRSG_Desh. Data Sheet/Drawings ¦ HRSG_Drum Level Gauge Data Sheet/Drawings ¦ HRSG_Flow Element Data Sheet/Drawings ¦ HRSG_Remote Drum Level Indicator Datasheet/Drawings ¦ HRSG_CEMS Data Sheet/Drawings ¦ HRSG_SPEC. & DRAWING FOR SAFETY & RELIEF VALVE ¦ HRSG_SPEC. & DRAWING FOR STACK DAMPER ¦ HRSG_SPEC. & DRAWING FOR DEAERATOR, STORAGE TANK ¦ HRSG_SPEC. & DRAWING FOR CPH RECIRCULATION PUMP ¦ HRSG_Electric Actuator Specification & Drawing for Diverter & Guillotine Damper ¦ HRSG_Hoist Specification & Drawing for Diverter & Guillotine Damper ¦ HRSG_Fuel Gas Header Drawing for Duct Burner System ¦ HRSG_Ignition Gas Header Drawing for Duct Burner System ¦ HRSG_Cooling Air Header Drawing for Duct Burner System ¦ HRSG_Hazardous Area Classification Specification & Drawing for Duct Burner System ¦ HRSG_Manhole Cover for H.P Steam Drum ¦ HRSG_TYPICAL DRAWING FOR DRUM INSULATION ¦ HRSG_Power Distribution Panel Drawings ¦ HRSG_LP Drum Drawings ¦ HRSG_Spec. & Drawing of CEMS ¦ HRSG_HP Drum Drawings ¦ HRSG_Continuous Blowdown Tank Drawings ¦ HRSG_Atmospheric Blowdown Tank Drawings ¦ HRSG_Spec. & Drawing of Drain Pump ¦ HRSG_Spec. & Drawing of Exhaust Stack Damper ¦ HRSG_Spec. & Drawing of Deaerator ¦ HRSG_Spec. & Drawing of Hoist ¦ HRSG_Spec. & Drawing of Recirculation Pump ¦ HRSG_SPEC. & DRAWING FOR DESUPERHEATER ¦ HRSG_SPEC. & DRAWING FOR BLOW DOWN TANK ¦ HRSG_SPEC. & DRAWING FOR DEAERATOR ¦ HRSG_SPEC. & DRAWING FOR HOIST ¦ HRSG_SPEC. & DRAWING FOR RECIRCULATION PUMP ¦ HRSG_SPEC. & DRAWING FOR DIVERTER DAMPER ¦ HRSG_SPEC. & DRAWING FOR SCR ¦ AIG ARRAGEMENT DRAWING FOR HRSG SCR ¦ AMMONIA DISTRIBUTION HEADER DRAWING FOR HRSG SCR ¦ CATALYST DATA SHEET & DRAWING FOR HRSG SCR ¦ CATALYST BLOCK DRAWING FOR HRSG SCR ¦ EYE SHOWER DRAWING FOR HRSG SCR ¦ HRSG_SPEC. & DRAWING FOR CEMS ¦ HRSG_SPECIALTY DATA SHEET & DRAWING ¦ HRSG_MOV DATA SHEET & DRAWINGS ¦ HRSG LEVEL GAUGE DATA SHEET & DRAWINGS & CATALOG ¦ HRSG_REMOTE DRUM LEVEL INDICATOR DATASHEET/DRAWINGS CATALOG ¦ HRSG_ LOCAL GAUGE AND TEMPERATURE ELEMENT DATA SHEET&DRAWINGS &CATALOG ¦ HRSG_ LEVEL SWITCH DATA SHEET & DRAWINGS &CATALOG ¦ HRSG_ FLOW ELEMENT DATA SHEET & DRAWINGS &CATALOG ¦ HRSG_POWER DISTRIBUTION PANEL DRAWINGS ¦ HRSG_NAME PLATE DRAWING ¦ HRSG - SPECIALTY DRAWING FOR EXTERNAL PIPING ¦ [HRSG]_SPECIALTY DRAWING FOR EXTERNAL PIPING ¦ HRSG_SPECIALTY DRAWING FOR HRSG EXTERNAL PIPING ¦ HRSG_MANUAL VALVE LIST & DRAWINGS | Standardized junction box drawing deliverable (incl. SCR and duct burner references) into a general junction box drawings deliverable.
199 | HRSG Vendor Document List | Instrument Rack Drawing | 6621 | Fadhili ¦ Grati ¦ Karabatan ¦ Turkistan ¦ Ukudu | T16182-YT02-P0LB-122094 ¦ T16182-YT01-P0LB-122095 ¦ T14211-7318-02-ME-H21-101 ¦ T14211-7318-02-ME-H21-102 ¦ T14211-7318-02-ME-E14-001 ¦ T14211-7318-02-ME-B16-211 ¦ T14211-7318-02-ME-B16-213 ¦ T16182-YD00-P0LB-122006 ¦ T16182-CN00-P0LB-122040 ¦ T16182-YD00-P0LB-122049 ¦ T16182-YD00-P0LB-122050 ¦ T16182-YT01-P0LB-122051 ¦ T16182-YD00-P0LB-122052 ¦ T16182-YD00-P0LB-122054 ¦ T16182-YD00-P0LB-122056 ¦ T16182-VN02-P0LB-122089 ¦ T16182-VN02-P0LB-122090 ¦ T16182-YS00-P0LB-122091 ¦ T16182-YT01-P0LB-122093 ¦ T16182-YT01-P0LB-122096 ¦ T16182-YT01-P0LB-122097 ¦ T16182-YT01-P0LB-122098 ¦ T16182-UE00-P0LB-122111 ¦ GRT-YD00-P1H-300035 ¦ GRT-YD00-P1H-300037 ¦ GRT-YD00-P1H-300039 ¦ GRT-YD00-P1H-300040 ¦ GRT-YT01-P1H-300059 ¦ GRT-YT01-P1H-300060 ¦ GRT-YT01-P1H-300061 ¦ GRT-YT01-P1H-300063 ¦ GRT-YT02-P1H-300065 ¦ GRT-YT01-P1H-300069 ¦ T14211-7318-02-ME-P05-101 ¦ T14211-7318-02-ME-P05-102 ¦ T14211-7318-02-ME-P05-103 ¦ T14211-7318-02-ME-H21-103 ¦ T14211-7318-02-ME-H21-104 ¦ T14211-7318-02-ME-H21-105 ¦ T14211-7318-02-ME-H21-106 ¦ T14211-7318-02-ME-B16-011 ¦ T14211-7318-02-ME-B16-021 ¦ T14211-7318-02-ME-B16-041 ¦ T14211-7318-02-ME-B16-071 ¦ T14211-7318-02-ME-B16-107 ¦ T14211-7318-02-ME-B16-108 ¦ T14211-7318-02-ME-B16-208 ¦ T14211-7318-02-ME-B16-209 ¦ T14211-7318-02-ME-B16-210 ¦ T14211-7318-02-ME-B16-237 ¦ T14211-7318-02-ME-B05-106 ¦ T14211-7318-02-ME-B05-108 ¦ T14211-7318-02-ME-H05-001 ¦ CCP-W-B114-02-ME-B05-0023 ¦ CCP-W-B114-02-ME-H21-0081 ¦ CCP-W-B114-02-ME-B05-0015 ¦ CCP-W-B114-02-ME-B05-0021 ¦ CCP-W-B114-02-ME-B05-0022 ¦ CCP-W-B114-02-ME-B16-0028 ¦ CCP-W-B114-02-ME-B16-0030 ¦ CCP-W-B114-02-ME-B16-0032 ¦ CCP-W-B114-02-ME-B05-0034 ¦ CCP-W-B114-02-ME-B16-0035 ¦ T16182-YK00-P0LB-122073 ¦ GRT-YK09-P1H-300049 ¦ T14211-7318-02-ME-P99-001 | HRSG - LOCAL INSTRUMENT DATASHEET & DRAWINGS ¦ HRSG - TRANSMITTER DATASHEET & DRAWINGS ¦ [DCR] Change HRSG Control valve drawings ¦ HRSG_Local Instrument Data Sheet/Drawings ¦ HRSG_Transmitter Data Sheet/Drawings ¦ HRSG_Power Distribution Panel and Junction Box Drawings ¦ HRSG_Instrument Air Header Drawing for Duct Burner System ¦ HRSG_I & C Architecture Drawing for Duct Burner System ¦ HRSG_SPEC. & DRAWING FOR VOC ANALYZER ¦ HRSG_CONTROL VALVE DATA SHEET & DRAWINGS ¦ HRSG_ TRANSMITTER DATA SHEET & DRAWINGS &CATALOG ¦ HRSG_JUNCTION BOX & INSTRUMENT RACK DRAWING ¦ HRSG - SPEC. & DRAWING FOR HOIST ¦ HRSG - HAZARDOUS AREA CLASSIFICATION SPECIFICATION & DRAWING FOR DUCT BURNER SYSTEM ¦ HRSG - SPEC. & DRAWING FOR STEAM DRUM ¦ HRSG - SPEC. & DRAWING FOR BLOWDOWN PUMP ¦ HRSG - SPEC. & DRAWING FOR SAFETY & RELIEF VALVE ¦ HRSG - SPEC. & DRAWING FOR STACK DAMPER ¦ HRSG - SPEC. & DRAWING FOR DEAERATOR & STORAGE TANK ¦ HRSG - POWER DISTRIBUTION PANEL DRAWINGS ¦ HRSG - MOV DATASHEET & DRAWINGS ¦ HRSG - CV DATASHEET & DRAWINGS ¦ HRSG - DESH. DATASHEET & DRAWINGS ¦ HRSG - CEMS DATASHEET & DRAWINGS ¦ HRSG - DRUM LEVEL GAUGE DATASHEET & DRAWINGS ¦ HRSG - FLOW ELEMENT DATASHEET & DRAWINGS ¦ HRSG - REMOTE DRUM LEVEL INDICATOR DATASHEET & DRAWINGS ¦ HRSG – PERPENDICULAR BAFFLE AND TIE PLATE ASSY DRAWINGS ¦ [HRSG]_SPEC. & DRAWING FOR STEAM DRUM ¦ [HRSG]_POWER DISTRIBUTION PANEL DRAWINGS ¦ [HRSG]_SPEC. & DRAWING FOR SAFETY & RELIEF VALVE ¦ [HRSG]_SPEC. & DRAWING FOR STACK DAMPER ¦ [HRSG]_MOV DATASHEET & DRAWINGS ¦ [HRSG]_CV DATASHEET & DRAWINGS ¦ [HRSG]_DESH. DATASHEET & DRAWINGS ¦ [HRSG]_CEMS DATASHEET & DRAWINGS ¦ [HRSG]_REMOTE DRUM LEVEL INDICATOR DATASHEET & DRAWINGS ¦ [HRSG]_ SPEC. & DRAWING FOR PREHEATER RECIRCULATION PUMP ¦ HRSG_MOV Data Sheet/Drawings ¦ HRSG_CV Data Sheet/Drawings ¦ HRSG_Desh. Data Sheet/Drawings ¦ HRSG_Drum Level Gauge Data Sheet/Drawings ¦ HRSG_Flow Element Data Sheet/Drawings ¦ HRSG_Remote Drum Level Indicator Datasheet/Drawings ¦ HRSG_CEMS Data Sheet/Drawings ¦ HRSG_SPEC. & DRAWING FOR SAFETY & RELIEF VALVE ¦ HRSG_SPEC. & DRAWING FOR STACK DAMPER ¦ HRSG_SPEC. & DRAWING FOR DEAERATOR, STORAGE TANK ¦ HRSG_SPEC. & DRAWING FOR CPH RECIRCULATION PUMP ¦ HRSG_Electric Actuator Specification & Drawing for Diverter & Guillotine Damper ¦ HRSG_Hoist Specification & Drawing for Diverter & Guillotine Damper ¦ HRSG_Fuel Gas Header Drawing for Duct Burner System ¦ HRSG_Ignition Gas Header Drawing for Duct Burner System ¦ HRSG_Cooling Air Header Drawing for Duct Burner System ¦ HRSG_Hazardous Area Classification Specification & Drawing for Duct Burner System ¦ HRSG_Manhole Cover for H.P Steam Drum ¦ HRSG_TYPICAL DRAWING FOR DRUM INSULATION ¦ HRSG_Power Distribution Panel Drawings ¦ HRSG_LP Drum Drawings ¦ HRSG_Spec. & Drawing of CEMS ¦ HRSG_HP Drum Drawings ¦ HRSG_Continuous Blowdown Tank Drawings ¦ HRSG_Atmospheric Blowdown Tank Drawings ¦ HRSG_Spec. & Drawing of Drain Pump ¦ HRSG_Spec. & Drawing of Exhaust Stack Damper ¦ HRSG_Spec. & Drawing of Deaerator ¦ HRSG_Spec. & Drawing of Hoist ¦ HRSG_Spec. & Drawing of Recirculation Pump ¦ HRSG_SPEC. & DRAWING FOR DESUPERHEATER ¦ HRSG_SPEC. & DRAWING FOR BLOW DOWN TANK ¦ HRSG_SPEC. & DRAWING FOR DEAERATOR ¦ HRSG_SPEC. & DRAWING FOR HOIST ¦ HRSG_SPEC. & DRAWING FOR RECIRCULATION PUMP ¦ HRSG_SPEC. & DRAWING FOR DIVERTER DAMPER ¦ HRSG_SPEC. & DRAWING FOR SCR ¦ AIG ARRAGEMENT DRAWING FOR HRSG SCR ¦ AMMONIA DISTRIBUTION HEADER DRAWING FOR HRSG SCR ¦ CATALYST DATA SHEET & DRAWING FOR HRSG SCR ¦ CATALYST BLOCK DRAWING FOR HRSG SCR ¦ EYE SHOWER DRAWING FOR HRSG SCR ¦ HRSG_SPEC. & DRAWING FOR CEMS ¦ HRSG_SPECIALTY DATA SHEET & DRAWING ¦ HRSG_MOV DATA SHEET & DRAWINGS ¦ HRSG LEVEL GAUGE DATA SHEET & DRAWINGS & CATALOG ¦ HRSG_REMOTE DRUM LEVEL INDICATOR DATASHEET/DRAWINGS CATALOG ¦ HRSG_ LOCAL GAUGE AND TEMPERATURE ELEMENT DATA SHEET&DRAWINGS &CATALOG ¦ HRSG_ LEVEL SWITCH DATA SHEET & DRAWINGS &CATALOG ¦ HRSG_ FLOW ELEMENT DATA SHEET & DRAWINGS &CATALOG ¦ HRSG_POWER DISTRIBUTION PANEL DRAWINGS ¦ HRSG_NAME PLATE DRAWING ¦ HRSG - SPECIALTY DRAWING FOR EXTERNAL PIPING ¦ [HRSG]_SPECIALTY DRAWING FOR EXTERNAL PIPING ¦ HRSG_SPECIALTY DRAWING FOR HRSG EXTERNAL PIPING ¦ HRSG_MANUAL VALVE LIST & DRAWINGS | Captured 'JUNCTION BOX & INSTRUMENT RACK DRAWING' by splitting out instrument rack as a distinct object.
200 | HRSG Vendor Document List | Duct Burner System Instrument Air Header Drawing | 6621 | Fadhili ¦ Grati ¦ Karabatan ¦ Turkistan ¦ Ukudu | T16182-YT02-P0LB-122094 ¦ T16182-YT01-P0LB-122095 ¦ T14211-7318-02-ME-H21-101 ¦ T14211-7318-02-ME-H21-102 ¦ T14211-7318-02-ME-E14-001 ¦ T14211-7318-02-ME-B16-211 ¦ T14211-7318-02-ME-B16-213 ¦ T16182-YD00-P0LB-122006 ¦ T16182-CN00-P0LB-122040 ¦ T16182-YD00-P0LB-122049 ¦ T16182-YD00-P0LB-122050 ¦ T16182-YT01-P0LB-122051 ¦ T16182-YD00-P0LB-122052 ¦ T16182-YD00-P0LB-122054 ¦ T16182-YD00-P0LB-122056 ¦ T16182-VN02-P0LB-122089 ¦ T16182-VN02-P0LB-122090 ¦ T16182-YS00-P0LB-122091 ¦ T16182-YT01-P0LB-122093 ¦ T16182-YT01-P0LB-122096 ¦ T16182-YT01-P0LB-122097 ¦ T16182-YT01-P0LB-122098 ¦ T16182-UE00-P0LB-122111 ¦ GRT-YD00-P1H-300035 ¦ GRT-YD00-P1H-300037 ¦ GRT-YD00-P1H-300039 ¦ GRT-YD00-P1H-300040 ¦ GRT-YT01-P1H-300059 ¦ GRT-YT01-P1H-300060 ¦ GRT-YT01-P1H-300061 ¦ GRT-YT01-P1H-300063 ¦ GRT-YT02-P1H-300065 ¦ GRT-YT01-P1H-300069 ¦ T14211-7318-02-ME-P05-101 ¦ T14211-7318-02-ME-P05-102 ¦ T14211-7318-02-ME-P05-103 ¦ T14211-7318-02-ME-H21-103 ¦ T14211-7318-02-ME-H21-104 ¦ T14211-7318-02-ME-H21-105 ¦ T14211-7318-02-ME-H21-106 ¦ T14211-7318-02-ME-B16-011 ¦ T14211-7318-02-ME-B16-021 ¦ T14211-7318-02-ME-B16-041 ¦ T14211-7318-02-ME-B16-071 ¦ T14211-7318-02-ME-B16-107 ¦ T14211-7318-02-ME-B16-108 ¦ T14211-7318-02-ME-B16-208 ¦ T14211-7318-02-ME-B16-209 ¦ T14211-7318-02-ME-B16-210 ¦ T14211-7318-02-ME-B16-237 ¦ T14211-7318-02-ME-B05-106 ¦ T14211-7318-02-ME-B05-108 ¦ T14211-7318-02-ME-H05-001 ¦ CCP-W-B114-02-ME-B05-0023 ¦ CCP-W-B114-02-ME-H21-0081 ¦ CCP-W-B114-02-ME-B05-0015 ¦ CCP-W-B114-02-ME-B05-0021 ¦ CCP-W-B114-02-ME-B05-0022 ¦ CCP-W-B114-02-ME-B16-0028 ¦ CCP-W-B114-02-ME-B16-0030 ¦ CCP-W-B114-02-ME-B16-0032 ¦ CCP-W-B114-02-ME-B05-0034 ¦ CCP-W-B114-02-ME-B16-0035 ¦ T16182-YK00-P0LB-122073 ¦ GRT-YK09-P1H-300049 ¦ T14211-7318-02-ME-P99-001 | HRSG - LOCAL INSTRUMENT DATASHEET & DRAWINGS ¦ HRSG - TRANSMITTER DATASHEET & DRAWINGS ¦ [DCR] Change HRSG Control valve drawings ¦ HRSG_Local Instrument Data Sheet/Drawings ¦ HRSG_Transmitter Data Sheet/Drawings ¦ HRSG_Power Distribution Panel and Junction Box Drawings ¦ HRSG_Instrument Air Header Drawing for Duct Burner System ¦ HRSG_I & C Architecture Drawing for Duct Burner System ¦ HRSG_SPEC. & DRAWING FOR VOC ANALYZER ¦ HRSG_CONTROL VALVE DATA SHEET & DRAWINGS ¦ HRSG_ TRANSMITTER DATA SHEET & DRAWINGS &CATALOG ¦ HRSG_JUNCTION BOX & INSTRUMENT RACK DRAWING ¦ HRSG - SPEC. & DRAWING FOR HOIST ¦ HRSG - HAZARDOUS AREA CLASSIFICATION SPECIFICATION & DRAWING FOR DUCT BURNER SYSTEM ¦ HRSG - SPEC. & DRAWING FOR STEAM DRUM ¦ HRSG - SPEC. & DRAWING FOR BLOWDOWN PUMP ¦ HRSG - SPEC. & DRAWING FOR SAFETY & RELIEF VALVE ¦ HRSG - SPEC. & DRAWING FOR STACK DAMPER ¦ HRSG - SPEC. & DRAWING FOR DEAERATOR & STORAGE TANK ¦ HRSG - POWER DISTRIBUTION PANEL DRAWINGS ¦ HRSG - MOV DATASHEET & DRAWINGS ¦ HRSG - CV DATASHEET & DRAWINGS ¦ HRSG - DESH. DATASHEET & DRAWINGS ¦ HRSG - CEMS DATASHEET & DRAWINGS ¦ HRSG - DRUM LEVEL GAUGE DATASHEET & DRAWINGS ¦ HRSG - FLOW ELEMENT DATASHEET & DRAWINGS ¦ HRSG - REMOTE DRUM LEVEL INDICATOR DATASHEET & DRAWINGS ¦ HRSG – PERPENDICULAR BAFFLE AND TIE PLATE ASSY DRAWINGS ¦ [HRSG]_SPEC. & DRAWING FOR STEAM DRUM ¦ [HRSG]_POWER DISTRIBUTION PANEL DRAWINGS ¦ [HRSG]_SPEC. & DRAWING FOR SAFETY & RELIEF VALVE ¦ [HRSG]_SPEC. & DRAWING FOR STACK DAMPER ¦ [HRSG]_MOV DATASHEET & DRAWINGS ¦ [HRSG]_CV DATASHEET & DRAWINGS ¦ [HRSG]_DESH. DATASHEET & DRAWINGS ¦ [HRSG]_CEMS DATASHEET & DRAWINGS ¦ [HRSG]_REMOTE DRUM LEVEL INDICATOR DATASHEET & DRAWINGS ¦ [HRSG]_ SPEC. & DRAWING FOR PREHEATER RECIRCULATION PUMP ¦ HRSG_MOV Data Sheet/Drawings ¦ HRSG_CV Data Sheet/Drawings ¦ HRSG_Desh. Data Sheet/Drawings ¦ HRSG_Drum Level Gauge Data Sheet/Drawings ¦ HRSG_Flow Element Data Sheet/Drawings ¦ HRSG_Remote Drum Level Indicator Datasheet/Drawings ¦ HRSG_CEMS Data Sheet/Drawings ¦ HRSG_SPEC. & DRAWING FOR SAFETY & RELIEF VALVE ¦ HRSG_SPEC. & DRAWING FOR STACK DAMPER ¦ HRSG_SPEC. & DRAWING FOR DEAERATOR, STORAGE TANK ¦ HRSG_SPEC. & DRAWING FOR CPH RECIRCULATION PUMP ¦ HRSG_Electric Actuator Specification & Drawing for Diverter & Guillotine Damper ¦ HRSG_Hoist Specification & Drawing for Diverter & Guillotine Damper ¦ HRSG_Fuel Gas Header Drawing for Duct Burner System ¦ HRSG_Ignition Gas Header Drawing for Duct Burner System ¦ HRSG_Cooling Air Header Drawing for Duct Burner System ¦ HRSG_Hazardous Area Classification Specification & Drawing for Duct Burner System ¦ HRSG_Manhole Cover for H.P Steam Drum ¦ HRSG_TYPICAL DRAWING FOR DRUM INSULATION ¦ HRSG_Power Distribution Panel Drawings ¦ HRSG_LP Drum Drawings ¦ HRSG_Spec. & Drawing of CEMS ¦ HRSG_HP Drum Drawings ¦ HRSG_Continuous Blowdown Tank Drawings ¦ HRSG_Atmospheric Blowdown Tank Drawings ¦ HRSG_Spec. & Drawing of Drain Pump ¦ HRSG_Spec. & Drawing of Exhaust Stack Damper ¦ HRSG_Spec. & Drawing of Deaerator ¦ HRSG_Spec. & Drawing of Hoist ¦ HRSG_Spec. & Drawing of Recirculation Pump ¦ HRSG_SPEC. & DRAWING FOR DESUPERHEATER ¦ HRSG_SPEC. & DRAWING FOR BLOW DOWN TANK ¦ HRSG_SPEC. & DRAWING FOR DEAERATOR ¦ HRSG_SPEC. & DRAWING FOR HOIST ¦ HRSG_SPEC. & DRAWING FOR RECIRCULATION PUMP ¦ HRSG_SPEC. & DRAWING FOR DIVERTER DAMPER ¦ HRSG_SPEC. & DRAWING FOR SCR ¦ AIG ARRAGEMENT DRAWING FOR HRSG SCR ¦ AMMONIA DISTRIBUTION HEADER DRAWING FOR HRSG SCR ¦ CATALYST DATA SHEET & DRAWING FOR HRSG SCR ¦ CATALYST BLOCK DRAWING FOR HRSG SCR ¦ EYE SHOWER DRAWING FOR HRSG SCR ¦ HRSG_SPEC. & DRAWING FOR CEMS ¦ HRSG_SPECIALTY DATA SHEET & DRAWING ¦ HRSG_MOV DATA SHEET & DRAWINGS ¦ HRSG LEVEL GAUGE DATA SHEET & DRAWINGS & CATALOG ¦ HRSG_REMOTE DRUM LEVEL INDICATOR DATASHEET/DRAWINGS CATALOG ¦ HRSG_ LOCAL GAUGE AND TEMPERATURE ELEMENT DATA SHEET&DRAWINGS &CATALOG ¦ HRSG_ LEVEL SWITCH DATA SHEET & DRAWINGS &CATALOG ¦ HRSG_ FLOW ELEMENT DATA SHEET & DRAWINGS &CATALOG ¦ HRSG_POWER DISTRIBUTION PANEL DRAWINGS ¦ HRSG_NAME PLATE DRAWING ¦ HRSG - SPECIALTY DRAWING FOR EXTERNAL PIPING ¦ [HRSG]_SPECIALTY DRAWING FOR EXTERNAL PIPING ¦ HRSG_SPECIALTY DRAWING FOR HRSG EXTERNAL PIPING ¦ HRSG_MANUAL VALVE LIST & DRAWINGS | Included instrument air header drawing for duct burner system explicitly referenced.
201 | HRSG Vendor Document List | Duct Burner System I & C Architecture Drawing | 6621 | Fadhili ¦ Grati ¦ Karabatan ¦ Turkistan ¦ Ukudu | T16182-YT02-P0LB-122094 ¦ T16182-YT01-P0LB-122095 ¦ T14211-7318-02-ME-H21-101 ¦ T14211-7318-02-ME-H21-102 ¦ T14211-7318-02-ME-E14-001 ¦ T14211-7318-02-ME-B16-211 ¦ T14211-7318-02-ME-B16-213 ¦ T16182-YD00-P0LB-122006 ¦ T16182-CN00-P0LB-122040 ¦ T16182-YD00-P0LB-122049 ¦ T16182-YD00-P0LB-122050 ¦ T16182-YT01-P0LB-122051 ¦ T16182-YD00-P0LB-122052 ¦ T16182-YD00-P0LB-122054 ¦ T16182-YD00-P0LB-122056 ¦ T16182-VN02-P0LB-122089 ¦ T16182-VN02-P0LB-122090 ¦ T16182-YS00-P0LB-122091 ¦ T16182-YT01-P0LB-122093 ¦ T16182-YT01-P0LB-122096 ¦ T16182-YT01-P0LB-122097 ¦ T16182-YT01-P0LB-122098 ¦ T16182-UE00-P0LB-122111 ¦ GRT-YD00-P1H-300035 ¦ GRT-YD00-P1H-300037 ¦ GRT-YD00-P1H-300039 ¦ GRT-YD00-P1H-300040 ¦ GRT-YT01-P1H-300059 ¦ GRT-YT01-P1H-300060 ¦ GRT-YT01-P1H-300061 ¦ GRT-YT01-P1H-300063 ¦ GRT-YT02-P1H-300065 ¦ GRT-YT01-P1H-300069 ¦ T14211-7318-02-ME-P05-101 ¦ T14211-7318-02-ME-P05-102 ¦ T14211-7318-02-ME-P05-103 ¦ T14211-7318-02-ME-H21-103 ¦ T14211-7318-02-ME-H21-104 ¦ T14211-7318-02-ME-H21-105 ¦ T14211-7318-02-ME-H21-106 ¦ T14211-7318-02-ME-B16-011 ¦ T14211-7318-02-ME-B16-021 ¦ T14211-7318-02-ME-B16-041 ¦ T14211-7318-02-ME-B16-071 ¦ T14211-7318-02-ME-B16-107 ¦ T14211-7318-02-ME-B16-108 ¦ T14211-7318-02-ME-B16-208 ¦ T14211-7318-02-ME-B16-209 ¦ T14211-7318-02-ME-B16-210 ¦ T14211-7318-02-ME-B16-237 ¦ T14211-7318-02-ME-B05-106 ¦ T14211-7318-02-ME-B05-108 ¦ T14211-7318-02-ME-H05-001 ¦ CCP-W-B114-02-ME-B05-0023 ¦ CCP-W-B114-02-ME-H21-0081 ¦ CCP-W-B114-02-ME-B05-0015 ¦ CCP-W-B114-02-ME-B05-0021 ¦ CCP-W-B114-02-ME-B05-0022 ¦ CCP-W-B114-02-ME-B16-0028 ¦ CCP-W-B114-02-ME-B16-0030 ¦ CCP-W-B114-02-ME-B16-0032 ¦ CCP-W-B114-02-ME-B05-0034 ¦ CCP-W-B114-02-ME-B16-0035 ¦ T16182-YK00-P0LB-122073 ¦ GRT-YK09-P1H-300049 ¦ T14211-7318-02-ME-P99-001 | HRSG - LOCAL INSTRUMENT DATASHEET & DRAWINGS ¦ HRSG - TRANSMITTER DATASHEET & DRAWINGS ¦ [DCR] Change HRSG Control valve drawings ¦ HRSG_Local Instrument Data Sheet/Drawings ¦ HRSG_Transmitter Data Sheet/Drawings ¦ HRSG_Power Distribution Panel and Junction Box Drawings ¦ HRSG_Instrument Air Header Drawing for Duct Burner System ¦ HRSG_I & C Architecture Drawing for Duct Burner System ¦ HRSG_SPEC. & DRAWING FOR VOC ANALYZER ¦ HRSG_CONTROL VALVE DATA SHEET & DRAWINGS ¦ HRSG_ TRANSMITTER DATA SHEET & DRAWINGS &CATALOG ¦ HRSG_JUNCTION BOX & INSTRUMENT RACK DRAWING ¦ HRSG - SPEC. & DRAWING FOR HOIST ¦ HRSG - HAZARDOUS AREA CLASSIFICATION SPECIFICATION & DRAWING FOR DUCT BURNER SYSTEM ¦ HRSG - SPEC. & DRAWING FOR STEAM DRUM ¦ HRSG - SPEC. & DRAWING FOR BLOWDOWN PUMP ¦ HRSG - SPEC. & DRAWING FOR SAFETY & RELIEF VALVE ¦ HRSG - SPEC. & DRAWING FOR STACK DAMPER ¦ HRSG - SPEC. & DRAWING FOR DEAERATOR & STORAGE TANK ¦ HRSG - POWER DISTRIBUTION PANEL DRAWINGS ¦ HRSG - MOV DATASHEET & DRAWINGS ¦ HRSG - CV DATASHEET & DRAWINGS ¦ HRSG - DESH. DATASHEET & DRAWINGS ¦ HRSG - CEMS DATASHEET & DRAWINGS ¦ HRSG - DRUM LEVEL GAUGE DATASHEET & DRAWINGS ¦ HRSG - FLOW ELEMENT DATASHEET & DRAWINGS ¦ HRSG - REMOTE DRUM LEVEL INDICATOR DATASHEET & DRAWINGS ¦ HRSG – PERPENDICULAR BAFFLE AND TIE PLATE ASSY DRAWINGS ¦ [HRSG]_SPEC. & DRAWING FOR STEAM DRUM ¦ [HRSG]_POWER DISTRIBUTION PANEL DRAWINGS ¦ [HRSG]_SPEC. & DRAWING FOR SAFETY & RELIEF VALVE ¦ [HRSG]_SPEC. & DRAWING FOR STACK DAMPER ¦ [HRSG]_MOV DATASHEET & DRAWINGS ¦ [HRSG]_CV DATASHEET & DRAWINGS ¦ [HRSG]_DESH. DATASHEET & DRAWINGS ¦ [HRSG]_CEMS DATASHEET & DRAWINGS ¦ [HRSG]_REMOTE DRUM LEVEL INDICATOR DATASHEET & DRAWINGS ¦ [HRSG]_ SPEC. & DRAWING FOR PREHEATER RECIRCULATION PUMP ¦ HRSG_MOV Data Sheet/Drawings ¦ HRSG_CV Data Sheet/Drawings ¦ HRSG_Desh. Data Sheet/Drawings ¦ HRSG_Drum Level Gauge Data Sheet/Drawings ¦ HRSG_Flow Element Data Sheet/Drawings ¦ HRSG_Remote Drum Level Indicator Datasheet/Drawings ¦ HRSG_CEMS Data Sheet/Drawings ¦ HRSG_SPEC. & DRAWING FOR SAFETY & RELIEF VALVE ¦ HRSG_SPEC. & DRAWING FOR STACK DAMPER ¦ HRSG_SPEC. & DRAWING FOR DEAERATOR, STORAGE TANK ¦ HRSG_SPEC. & DRAWING FOR CPH RECIRCULATION PUMP ¦ HRSG_Electric Actuator Specification & Drawing for Diverter & Guillotine Damper ¦ HRSG_Hoist Specification & Drawing for Diverter & Guillotine Damper ¦ HRSG_Fuel Gas Header Drawing for Duct Burner System ¦ HRSG_Ignition Gas Header Drawing for Duct Burner System ¦ HRSG_Cooling Air Header Drawing for Duct Burner System ¦ HRSG_Hazardous Area Classification Specification & Drawing for Duct Burner System ¦ HRSG_Manhole Cover for H.P Steam Drum ¦ HRSG_TYPICAL DRAWING FOR DRUM INSULATION ¦ HRSG_Power Distribution Panel Drawings ¦ HRSG_LP Drum Drawings ¦ HRSG_Spec. & Drawing of CEMS ¦ HRSG_HP Drum Drawings ¦ HRSG_Continuous Blowdown Tank Drawings ¦ HRSG_Atmospheric Blowdown Tank Drawings ¦ HRSG_Spec. & Drawing of Drain Pump ¦ HRSG_Spec. & Drawing of Exhaust Stack Damper ¦ HRSG_Spec. & Drawing of Deaerator ¦ HRSG_Spec. & Drawing of Hoist ¦ HRSG_Spec. & Drawing of Recirculation Pump ¦ HRSG_SPEC. & DRAWING FOR DESUPERHEATER ¦ HRSG_SPEC. & DRAWING FOR BLOW DOWN TANK ¦ HRSG_SPEC. & DRAWING FOR DEAERATOR ¦ HRSG_SPEC. & DRAWING FOR HOIST ¦ HRSG_SPEC. & DRAWING FOR RECIRCULATION PUMP ¦ HRSG_SPEC. & DRAWING FOR DIVERTER DAMPER ¦ HRSG_SPEC. & DRAWING FOR SCR ¦ AIG ARRAGEMENT DRAWING FOR HRSG SCR ¦ AMMONIA DISTRIBUTION HEADER DRAWING FOR HRSG SCR ¦ CATALYST DATA SHEET & DRAWING FOR HRSG SCR ¦ CATALYST BLOCK DRAWING FOR HRSG SCR ¦ EYE SHOWER DRAWING FOR HRSG SCR ¦ HRSG_SPEC. & DRAWING FOR CEMS ¦ HRSG_SPECIALTY DATA SHEET & DRAWING ¦ HRSG_MOV DATA SHEET & DRAWINGS ¦ HRSG LEVEL GAUGE DATA SHEET & DRAWINGS & CATALOG ¦ HRSG_REMOTE DRUM LEVEL INDICATOR DATASHEET/DRAWINGS CATALOG ¦ HRSG_ LOCAL GAUGE AND TEMPERATURE ELEMENT DATA SHEET&DRAWINGS &CATALOG ¦ HRSG_ LEVEL SWITCH DATA SHEET & DRAWINGS &CATALOG ¦ HRSG_ FLOW ELEMENT DATA SHEET & DRAWINGS &CATALOG ¦ HRSG_POWER DISTRIBUTION PANEL DRAWINGS ¦ HRSG_NAME PLATE DRAWING ¦ HRSG - SPECIALTY DRAWING FOR EXTERNAL PIPING ¦ [HRSG]_SPECIALTY DRAWING FOR EXTERNAL PIPING ¦ HRSG_SPECIALTY DRAWING FOR HRSG EXTERNAL PIPING ¦ HRSG_MANUAL VALVE LIST & DRAWINGS | Included explicit I&C architecture drawing deliverable.
202 | HRSG Vendor Document List | CEMS Data Sheets & Drawings | 20 | R&N | SAU4005-G011-HB_-&MEC-05070 ¦ SAU4005-G011-HYA-&EEC-04949 ¦ SAU4005-G011-HYA-&EDA-04901 ¦ SAU4005-G011-HYA-&EDB-04933 ¦ SAU4005-G011-HNY-&MDB-04990 ¦ SAU4005-G011-HHA-&MDB-05022 ¦ SAU4005-G011-ZEN-&MDC-05040 | HRSG(V) - STEEL STRUCTURE MATERIAL SPECIFICATION ¦ HRSG(V) - CABLE SPECIFICATION ¦ HRSG(V) - Local Gauge and Temp. Element Specification ¦ HRSG(V) - Equipment Specification for CEMS ¦ HRSG(V) - Technical Specification for SCR ¦ HRSG(V) - Technical Specification for Duct Burner ¦ HRSG(V) - HRSG_Painting Specification | Merged CEMS equipment specification and datasheet/drawing references into a consistent set of deliverables for CEMS under HRSG package.
202 | HRSG Vendor Document List | CEMS Data Sheets & Drawings | 6621 | Fadhili ¦ Grati ¦ Karabatan ¦ Turkistan ¦ Ukudu | T16182-YT02-P0LB-122094 ¦ T16182-YT01-P0LB-122095 ¦ T14211-7318-02-ME-H21-101 ¦ T14211-7318-02-ME-H21-102 ¦ T14211-7318-02-ME-E14-001 ¦ T14211-7318-02-ME-B16-211 ¦ T14211-7318-02-ME-B16-213 ¦ T16182-YD00-P0LB-122006 ¦ T16182-CN00-P0LB-122040 ¦ T16182-YD00-P0LB-122049 ¦ T16182-YD00-P0LB-122050 ¦ T16182-YT01-P0LB-122051 ¦ T16182-YD00-P0LB-122052 ¦ T16182-YD00-P0LB-122054 ¦ T16182-YD00-P0LB-122056 ¦ T16182-VN02-P0LB-122089 ¦ T16182-VN02-P0LB-122090 ¦ T16182-YS00-P0LB-122091 ¦ T16182-YT01-P0LB-122093 ¦ T16182-YT01-P0LB-122096 ¦ T16182-YT01-P0LB-122097 ¦ T16182-YT01-P0LB-122098 ¦ T16182-UE00-P0LB-122111 ¦ GRT-YD00-P1H-300035 ¦ GRT-YD00-P1H-300037 ¦ GRT-YD00-P1H-300039 ¦ GRT-YD00-P1H-300040 ¦ GRT-YT01-P1H-300059 ¦ GRT-YT01-P1H-300060 ¦ GRT-YT01-P1H-300061 ¦ GRT-YT01-P1H-300063 ¦ GRT-YT02-P1H-300065 ¦ GRT-YT01-P1H-300069 ¦ T14211-7318-02-ME-P05-101 ¦ T14211-7318-02-ME-P05-102 ¦ T14211-7318-02-ME-P05-103 ¦ T14211-7318-02-ME-H21-103 ¦ T14211-7318-02-ME-H21-104 ¦ T14211-7318-02-ME-H21-105 ¦ T14211-7318-02-ME-H21-106 ¦ T14211-7318-02-ME-B16-011 ¦ T14211-7318-02-ME-B16-021 ¦ T14211-7318-02-ME-B16-041 ¦ T14211-7318-02-ME-B16-071 ¦ T14211-7318-02-ME-B16-107 ¦ T14211-7318-02-ME-B16-108 ¦ T14211-7318-02-ME-B16-208 ¦ T14211-7318-02-ME-B16-209 ¦ T14211-7318-02-ME-B16-210 ¦ T14211-7318-02-ME-B16-237 ¦ T14211-7318-02-ME-B05-106 ¦ T14211-7318-02-ME-B05-108 ¦ T14211-7318-02-ME-H05-001 ¦ CCP-W-B114-02-ME-B05-0023 ¦ CCP-W-B114-02-ME-H21-0081 ¦ CCP-W-B114-02-ME-B05-0015 ¦ CCP-W-B114-02-ME-B05-0021 ¦ CCP-W-B114-02-ME-B05-0022 ¦ CCP-W-B114-02-ME-B16-0028 ¦ CCP-W-B114-02-ME-B16-0030 ¦ CCP-W-B114-02-ME-B16-0032 ¦ CCP-W-B114-02-ME-B05-0034 ¦ CCP-W-B114-02-ME-B16-0035 ¦ T16182-YK00-P0LB-122073 ¦ GRT-YK09-P1H-300049 ¦ T14211-7318-02-ME-P99-001 | HRSG - LOCAL INSTRUMENT DATASHEET & DRAWINGS ¦ HRSG - TRANSMITTER DATASHEET & DRAWINGS ¦ [DCR] Change HRSG Control valve drawings ¦ HRSG_Local Instrument Data Sheet/Drawings ¦ HRSG_Transmitter Data Sheet/Drawings ¦ HRSG_Power Distribution Panel and Junction Box Drawings ¦ HRSG_Instrument Air Header Drawing for Duct Burner System ¦ HRSG_I & C Architecture Drawing for Duct Burner System ¦ HRSG_SPEC. & DRAWING FOR VOC ANALYZER ¦ HRSG_CONTROL VALVE DATA SHEET & DRAWINGS ¦ HRSG_ TRANSMITTER DATA SHEET & DRAWINGS &CATALOG ¦ HRSG_JUNCTION BOX & INSTRUMENT RACK DRAWING ¦ HRSG - SPEC. & DRAWING FOR HOIST ¦ HRSG - HAZARDOUS AREA CLASSIFICATION SPECIFICATION & DRAWING FOR DUCT BURNER SYSTEM ¦ HRSG - SPEC. & DRAWING FOR STEAM DRUM ¦ HRSG - SPEC. & DRAWING FOR BLOWDOWN PUMP ¦ HRSG - SPEC. & DRAWING FOR SAFETY & RELIEF VALVE ¦ HRSG - SPEC. & DRAWING FOR STACK DAMPER ¦ HRSG - SPEC. & DRAWING FOR DEAERATOR & STORAGE TANK ¦ HRSG - POWER DISTRIBUTION PANEL DRAWINGS ¦ HRSG - MOV DATASHEET & DRAWINGS ¦ HRSG - CV DATASHEET & DRAWINGS ¦ HRSG - DESH. DATASHEET & DRAWINGS ¦ HRSG - CEMS DATASHEET & DRAWINGS ¦ HRSG - DRUM LEVEL GAUGE DATASHEET & DRAWINGS ¦ HRSG - FLOW ELEMENT DATASHEET & DRAWINGS ¦ HRSG - REMOTE DRUM LEVEL INDICATOR DATASHEET & DRAWINGS ¦ HRSG – PERPENDICULAR BAFFLE AND TIE PLATE ASSY DRAWINGS ¦ [HRSG]_SPEC. & DRAWING FOR STEAM DRUM ¦ [HRSG]_POWER DISTRIBUTION PANEL DRAWINGS ¦ [HRSG]_SPEC. & DRAWING FOR SAFETY & RELIEF VALVE ¦ [HRSG]_SPEC. & DRAWING FOR STACK DAMPER ¦ [HRSG]_MOV DATASHEET & DRAWINGS ¦ [HRSG]_CV DATASHEET & DRAWINGS ¦ [HRSG]_DESH. DATASHEET & DRAWINGS ¦ [HRSG]_CEMS DATASHEET & DRAWINGS ¦ [HRSG]_REMOTE DRUM LEVEL INDICATOR DATASHEET & DRAWINGS ¦ [HRSG]_ SPEC. & DRAWING FOR PREHEATER RECIRCULATION PUMP ¦ HRSG_MOV Data Sheet/Drawings ¦ HRSG_CV Data Sheet/Drawings ¦ HRSG_Desh. Data Sheet/Drawings ¦ HRSG_Drum Level Gauge Data Sheet/Drawings ¦ HRSG_Flow Element Data Sheet/Drawings ¦ HRSG_Remote Drum Level Indicator Datasheet/Drawings ¦ HRSG_CEMS Data Sheet/Drawings ¦ HRSG_SPEC. & DRAWING FOR SAFETY & RELIEF VALVE ¦ HRSG_SPEC. & DRAWING FOR STACK DAMPER ¦ HRSG_SPEC. & DRAWING FOR DEAERATOR, STORAGE TANK ¦ HRSG_SPEC. & DRAWING FOR CPH RECIRCULATION PUMP ¦ HRSG_Electric Actuator Specification & Drawing for Diverter & Guillotine Damper ¦ HRSG_Hoist Specification & Drawing for Diverter & Guillotine Damper ¦ HRSG_Fuel Gas Header Drawing for Duct Burner System ¦ HRSG_Ignition Gas Header Drawing for Duct Burner System ¦ HRSG_Cooling Air Header Drawing for Duct Burner System ¦ HRSG_Hazardous Area Classification Specification & Drawing for Duct Burner System ¦ HRSG_Manhole Cover for H.P Steam Drum ¦ HRSG_TYPICAL DRAWING FOR DRUM INSULATION ¦ HRSG_Power Distribution Panel Drawings ¦ HRSG_LP Drum Drawings ¦ HRSG_Spec. & Drawing of CEMS ¦ HRSG_HP Drum Drawings ¦ HRSG_Continuous Blowdown Tank Drawings ¦ HRSG_Atmospheric Blowdown Tank Drawings ¦ HRSG_Spec. & Drawing of Drain Pump ¦ HRSG_Spec. & Drawing of Exhaust Stack Damper ¦ HRSG_Spec. & Drawing of Deaerator ¦ HRSG_Spec. & Drawing of Hoist ¦ HRSG_Spec. & Drawing of Recirculation Pump ¦ HRSG_SPEC. & DRAWING FOR DESUPERHEATER ¦ HRSG_SPEC. & DRAWING FOR BLOW DOWN TANK ¦ HRSG_SPEC. & DRAWING FOR DEAERATOR ¦ HRSG_SPEC. & DRAWING FOR HOIST ¦ HRSG_SPEC. & DRAWING FOR RECIRCULATION PUMP ¦ HRSG_SPEC. & DRAWING FOR DIVERTER DAMPER ¦ HRSG_SPEC. & DRAWING FOR SCR ¦ AIG ARRAGEMENT DRAWING FOR HRSG SCR ¦ AMMONIA DISTRIBUTION HEADER DRAWING FOR HRSG SCR ¦ CATALYST DATA SHEET & DRAWING FOR HRSG SCR ¦ CATALYST BLOCK DRAWING FOR HRSG SCR ¦ EYE SHOWER DRAWING FOR HRSG SCR ¦ HRSG_SPEC. & DRAWING FOR CEMS ¦ HRSG_SPECIALTY DATA SHEET & DRAWING ¦ HRSG_MOV DATA SHEET & DRAWINGS ¦ HRSG LEVEL GAUGE DATA SHEET & DRAWINGS & CATALOG ¦ HRSG_REMOTE DRUM LEVEL INDICATOR DATASHEET/DRAWINGS CATALOG ¦ HRSG_ LOCAL GAUGE AND TEMPERATURE ELEMENT DATA SHEET&DRAWINGS &CATALOG ¦ HRSG_ LEVEL SWITCH DATA SHEET & DRAWINGS &CATALOG ¦ HRSG_ FLOW ELEMENT DATA SHEET & DRAWINGS &CATALOG ¦ HRSG_POWER DISTRIBUTION PANEL DRAWINGS ¦ HRSG_NAME PLATE DRAWING ¦ HRSG - SPECIALTY DRAWING FOR EXTERNAL PIPING ¦ [HRSG]_SPECIALTY DRAWING FOR EXTERNAL PIPING ¦ HRSG_SPECIALTY DRAWING FOR HRSG EXTERNAL PIPING ¦ HRSG_MANUAL VALVE LIST & DRAWINGS | Merged CEMS equipment specification and datasheet/drawing references into a consistent set of deliverables for CEMS under HRSG package.
202 | HRSG Vendor Document List | CEMS Data Sheets & Drawings | 5575 | R&N | SAU4005-G011-HYA-&ELB-04932 ¦ SAU4005-G011-HYA-&EEC-04944 ¦ SAU4005-G011-HYA-&EDA-04896 ¦ SAU4005-G011-HYA-&EFC-04926 ¦ SAU4005-G011-HNY-&MDA-04963 ¦ SAU4005-G011-HNY-&MDA-04984 ¦ SAU4005-G011-HNE-&EDA-04993 ¦ SAU4005-G011-HHA-&MDA-05005 ¦ SAU4005-G011-HHA-&MLU-05020 ¦ SAU4005-G011-HAA-&MLU-04826 ¦ SAU4005-G011-HAX-&MDA-04837 ¦ SAU4005-G011-LCQ-&MDA-04838 ¦ SAU4005-G011-LBF-&MDA-04839 ¦ SAU4005-G011-HNE-&MDA-04840 ¦ SAU4005-G011-HAA-&MLU-04842 ¦ SAU4005-G011-HAY-&MDA-04844 ¦ SAU4005-G011-H__-&MDB-04850 ¦ SAU4005-G011-H__-&MDB-04851 ¦ SAU4005-G011-SMH-&MDA-04853 ¦ SAU4005-G011-LCP-&MDA-04854 ¦ SAU4005-G011-H__-&MTB-04856 ¦ SAU4005-G011-HYA-&EDA-04895 ¦ SAU4005-G011-HYA-&EDA-04898 ¦ SAU4005-G011-HYA-&EDA-04903 ¦ SAU4005-G011-HNE-&EDA-04929 ¦ SAU4005-G011-HYA-&EEC-04942 ¦ SAU4005-G011-HNY-&MDA-04964 ¦ SAU4005-G011-HNY-&MLU-04968 ¦ SAU4005-G011-HNY-&MLU-04970 ¦ SAU4005-G011-HNY-&MDA-04978 ¦ SAU4005-G011-HNY-&MDA-04985 ¦ SAU4005-G011-HNY-&MDA-04992 ¦ SAU4005-G011-HHA-&MDA-05021 ¦ SAU4005-G011-HHA-&MDA-05031 ¦ SAU4005-G011-HHA-&MDA-05032 ¦ SAU4005-G011-HHA-&MDA-05033 ¦ SAU4005-G011-HHA-&MDA-05034 ¦ SAU4005-G011-HNY-&MLU-05129 ¦ SAU4005-G011-HNY-&MLU-05133 ¦ SAU4005-G011-HNY-&MDA-05147 ¦ SAU4005-G011-HA_-&MPA-04880 ¦ SAU4005-G011-HNY-&MLU-05131 | HRSG(V) - Nozzle Orientation and Cable Route Drawing for CEMS ¦ HRSG(V) - Lighting and Small Power Distribution Panel Drawings ¦ HRSG(V) - Control Valve Data Sheet/Drawings ¦ HRSG(V) - PLC HMI Drawing for Diverter Damper ¦ HRSG(V) - Control Valve Data Sheet & Drawings for SCR ¦ HRSG(V) - Junction Box Drawing for SCR ¦ HRSG(V) - SPEC. & Drawing of Analyzer for SCR ¦ HRSG(V) - Control Valve Data Sheet & Drawings for Duct Burner ¦ HRSG(V) - Junction Box Drawing for Duct Burner ¦ HRSG(V) - Typical Drawing for Drum Insulation ¦ HRSG(V) - Desuperheater Data Sheet & Drawings ¦ HRSG(V) - Spec. & Drawing for Blowdown Tank Pump ¦ HRSG(V) - Spec. & Drawing for Safety & Relief Valve ¦ HRSG(V) - Spec. & Drawing for Stack Damper ¦ HRSG(V) - Spec. & Drawing for Deaerator ¦ HRSG(V) - Spec. & Drawing for Boiler Stress Evaluator System ¦ HRSG(V) - HPU Specification & Drawing for Diverter & Guillotine Damper ¦ HRSG(V) - Hoist Specification & Drawing for Diverter & Guillotine Damper ¦ HRSG(V) - Spec. & Drawing for Hoist ¦ HRSG(V) - Spec. & Drawing for Recirculation Pump ¦ HRSG(V) - Name Plate Drawing ¦ HRSG(V) - MOV Data Sheet/Drawings ¦ HRSG(V) - Drum Level Gauge Datasheet/Drawings ¦ HRSG(V) - Remote Drum Level Indicator Datasheet/Drawings ¦ HRSG(V) - SPEC. & Drawing for CEMS ¦ HRSG(V) - Power Distribution Panel Drawings ¦ HRSG(V) - Catalyst Data Sheet & Drawings for SCR ¦ HRSG(V) - Dilution Tank Drawing for SCR ¦ HRSG(V) - Ammonia Distribution Header Drawing ¦ HRSG(V) - SPECIAL ITEM LIST AND DRAWING FOR SCR ¦ HRSG(V) - Local Panel Drawing for SCR ¦ HRSG(V) - Valve Drawing for SCR ¦ HRSG(V) - Local Panel / Control Panel Drawing for Duct Burner ¦ HRSG(V) - Valve Drawing for Duct Burner ¦ HRSG(V) - SPEC. & Drawing of Flame Scanner for Duct Burner ¦ HRSG(V) - SPEC. & Drawing of Ignition Burner for Duct Burner ¦ HRSG(V) - Hazardous Area Classification Specification & Drawing for Duct Burner ¦ HRSG(V) - Measurement Socket Drawing for SCR ¦ HRSG(V) - Equipment Insulation Drawing for SCR ¦ HRSG(V) – Hot Gas Circulation Fan VFD Drawing for SCR ¦ HRSG(V) - Specialty List and Drawing for HRSG Piping ¦ HRSG(V) - Piping Insulation Drawing for SCR | Merged CEMS equipment specification and datasheet/drawing references into a consistent set of deliverables for CEMS under HRSG package.
202 | HRSG Vendor Document List | CEMS Data Sheets & Drawings | 5609 | R&N | SAU4005-G011-HYA-&EFA-04941 ¦ SAU4005-G011-HYA-&EMA-04953 ¦ SAU4005-G011-HNE-&EFB-05117 | HRSG(V) - Electrical Single Line Diagrams ¦ HRSG(V) - Single Line Diagram for Diverter & Guillotine Damper ¦ HRSG(V) - CEMS Single Line Diagram for Power Distribution | Merged CEMS equipment specification and datasheet/drawing references into a consistent set of deliverables for CEMS under HRSG package.
202 | HRSG Vendor Document List | CEMS Data Sheets & Drawings | 5698 | R&N | SAU4005-G011-HYA-&EPC-04939 ¦ SAU4005-G011-HNY-&MDA-04960 ¦ SAU4005-G011-HHA-&MDA-05002 ¦ SAU4005-G011-HNE-&EPC-05106 ¦ SAU4005-G011-HNE-&EPA-05112 ¦ SAU4005-G011-HYA-&EPC-04892 ¦ SAU4005-G011-HYA-&EFP-04906 ¦ SAU4005-G011-HYA-&EDA-04919 ¦ SAU4005-G011-HYA-&EDA-04925 ¦ SAU4005-G011-HNY-&MDA-04976 ¦ SAU4005-G011-HHA-&MDA-05015 ¦ SAU4005-G011-HAN-&MLU-04830 ¦ SAU4005-G011-HA_-&MPD-04883 ¦ SAU4005-G011-HA_-&MPL-04885 ¦ SAU4005-G011-HYA-&EDA-04890 ¦ SAU4005-G011-HYA-&EFP-04907 ¦ SAU4005-G011-HYA-&EEC-04908 ¦ SAU4005-G011-HYA-&EFQ-04921 ¦ SAU4005-G011-HYA-&EFQ-04936 ¦ SAU4005-G011-HNY-&MFQ-04958 ¦ SAU4005-G011-HNY-&MDA-04982 ¦ SAU4005-G011-HNY-&MDA-04998 ¦ SAU4005-G011-HHA-&MFQ-05000 ¦ SAU4005-G011-HHA-&MDA-05019 ¦ SAU4005-G011-HHA-&MDA-05026 ¦ SAU4005-G011-HHA-&MDA-05029 ¦ SAU4005-G011-___-&BAB-05068 ¦ SAU4005-G011-HHA-&MDA-05096 ¦ SAU4005-G011-HNE-&EFP-05115 ¦ SAU4005-G011-HYA-&EDA-04891 ¦ SAU4005-G011-HYA-&EDA-04918 ¦ SAU4005-G011-HNY-&MDA-04991 ¦ SAU4005-G011-HHA-&MDA-05030 | HRSG(V) - Electrical Load List ¦ HRSG(V) - Cable List for SCR ¦ HRSG(V) - Cable List for Duct Burner ¦ HRSG(V) - CEMS Electrical Load List ¦ HRSG(V) - CEMS Cable list ¦ HRSG(V) - Instrument List ¦ HRSG(V) - DCS I/O List ¦ HRSG(V) - Instrument List for Diverter & Guillotine Damper ¦ HRSG(V) - PLC I/O List for Diverter Damper (include Datalink IO list) ¦ HRSG(V) - Instrument List for SCR ¦ HRSG(V) - Instrument List for Duct Burner ¦ HRSG(V) - Vent & Drain Line (Module /Field weld) ¦ HRSG(V) - Line List ¦ HRSG(V) - Terminal Point List ¦ HRSG(V) - MOV List ¦ HRSG(V) - Alarm Set Point List ¦ HRSG(V) - Utility Consumption List ¦ HRSG(V) - Alarm and Trip Setting List for Diverter & Guillotine Damper ¦ HRSG(V) - Alarm and Trip Setting List for for CEMS ¦ HRSG(V) - Alarm and Trip Setting List for SCR ¦ HRSG(V) - Line List for SCR ¦ HRSG(V) - I/O List for SCR ¦ HRSG(V) - Alarm and Trip Setting List for Duct Burner ¦ HRSG(V) - Line List for Duct Burner ¦ HRSG(V) - BMS Communication List ¦ HRSG(V) - I/O List for DUCT BURNER ¦ HRSG(V) - Equipment List ¦ HRSG(V) - BMS IO List ¦ HRSG(V) - CEMS I/O Signals exchange List ¦ HRSG(V) - Control Valve List ¦ HRSG(V) - Valve List for Diverter & Guillotine Damper ¦ HRSG(V) - Valve List for SCR ¦ HRSG(V) - Valve List for Duct Burner | Merged CEMS equipment specification and datasheet/drawing references into a consistent set of deliverables for CEMS under HRSG package.
203 | HRSG Vendor Document List | CEMS Equipment Specification | 20 | R&N | SAU4005-G011-HB_-&MEC-05070 ¦ SAU4005-G011-HYA-&EEC-04949 ¦ SAU4005-G011-HYA-&EDA-04901 ¦ SAU4005-G011-HYA-&EDB-04933 ¦ SAU4005-G011-HNY-&MDB-04990 ¦ SAU4005-G011-HHA-&MDB-05022 ¦ SAU4005-G011-ZEN-&MDC-05040 | HRSG(V) - STEEL STRUCTURE MATERIAL SPECIFICATION ¦ HRSG(V) - CABLE SPECIFICATION ¦ HRSG(V) - Local Gauge and Temp. Element Specification ¦ HRSG(V) - Equipment Specification for CEMS ¦ HRSG(V) - Technical Specification for SCR ¦ HRSG(V) - Technical Specification for Duct Burner ¦ HRSG(V) - HRSG_Painting Specification | Separated CEMS equipment specification from datasheets/drawings for clearer deliverable control.
204 | HRSG Vendor Document List | CEMS Power Distribution Single Line Diagram | 5609 | R&N | SAU4005-G011-HYA-&EFA-04941 ¦ SAU4005-G011-HYA-&EMA-04953 ¦ SAU4005-G011-HNE-&EFB-05117 | HRSG(V) - Electrical Single Line Diagrams ¦ HRSG(V) - Single Line Diagram for Diverter & Guillotine Damper ¦ HRSG(V) - CEMS Single Line Diagram for Power Distribution | Included explicit 'CEMS Single Line Diagram for Power Distribution' as separate electrical deliverable.
205 | HRSG Vendor Document List | CEMS Electrical Load List / Cable List / I/O Signal Exchange List | 5698 | R&N | SAU4005-G011-HYA-&EPC-04939 ¦ SAU4005-G011-HNY-&MDA-04960 ¦ SAU4005-G011-HHA-&MDA-05002 ¦ SAU4005-G011-HNE-&EPC-05106 ¦ SAU4005-G011-HNE-&EPA-05112 ¦ SAU4005-G011-HYA-&EPC-04892 ¦ SAU4005-G011-HYA-&EFP-04906 ¦ SAU4005-G011-HYA-&EDA-04919 ¦ SAU4005-G011-HYA-&EDA-04925 ¦ SAU4005-G011-HNY-&MDA-04976 ¦ SAU4005-G011-HHA-&MDA-05015 ¦ SAU4005-G011-HAN-&MLU-04830 ¦ SAU4005-G011-HA_-&MPD-04883 ¦ SAU4005-G011-HA_-&MPL-04885 ¦ SAU4005-G011-HYA-&EDA-04890 ¦ SAU4005-G011-HYA-&EFP-04907 ¦ SAU4005-G011-HYA-&EEC-04908 ¦ SAU4005-G011-HYA-&EFQ-04921 ¦ SAU4005-G011-HYA-&EFQ-04936 ¦ SAU4005-G011-HNY-&MFQ-04958 ¦ SAU4005-G011-HNY-&MDA-04982 ¦ SAU4005-G011-HNY-&MDA-04998 ¦ SAU4005-G011-HHA-&MFQ-05000 ¦ SAU4005-G011-HHA-&MDA-05019 ¦ SAU4005-G011-HHA-&MDA-05026 ¦ SAU4005-G011-HHA-&MDA-05029 ¦ SAU4005-G011-___-&BAB-05068 ¦ SAU4005-G011-HHA-&MDA-05096 ¦ SAU4005-G011-HNE-&EFP-05115 ¦ SAU4005-G011-HYA-&EDA-04891 ¦ SAU4005-G011-HYA-&EDA-04918 ¦ SAU4005-G011-HNY-&MDA-04991 ¦ SAU4005-G011-HHA-&MDA-05030 | HRSG(V) - Electrical Load List ¦ HRSG(V) - Cable List for SCR ¦ HRSG(V) - Cable List for Duct Burner ¦ HRSG(V) - CEMS Electrical Load List ¦ HRSG(V) - CEMS Cable list ¦ HRSG(V) - Instrument List ¦ HRSG(V) - DCS I/O List ¦ HRSG(V) - Instrument List for Diverter & Guillotine Damper ¦ HRSG(V) - PLC I/O List for Diverter Damper (include Datalink IO list) ¦ HRSG(V) - Instrument List for SCR ¦ HRSG(V) - Instrument List for Duct Burner ¦ HRSG(V) - Vent & Drain Line (Module /Field weld) ¦ HRSG(V) - Line List ¦ HRSG(V) - Terminal Point List ¦ HRSG(V) - MOV List ¦ HRSG(V) - Alarm Set Point List ¦ HRSG(V) - Utility Consumption List ¦ HRSG(V) - Alarm and Trip Setting List for Diverter & Guillotine Damper ¦ HRSG(V) - Alarm and Trip Setting List for for CEMS ¦ HRSG(V) - Alarm and Trip Setting List for SCR ¦ HRSG(V) - Line List for SCR ¦ HRSG(V) - I/O List for SCR ¦ HRSG(V) - Alarm and Trip Setting List for Duct Burner ¦ HRSG(V) - Line List for Duct Burner ¦ HRSG(V) - BMS Communication List ¦ HRSG(V) - I/O List for DUCT BURNER ¦ HRSG(V) - Equipment List ¦ HRSG(V) - BMS IO List ¦ HRSG(V) - CEMS I/O Signals exchange List ¦ HRSG(V) - Control Valve List ¦ HRSG(V) - Valve List for Diverter & Guillotine Damper ¦ HRSG(V) - Valve List for SCR ¦ HRSG(V) - Valve List for Duct Burner | Grouped CEMS-specific lists referenced together in HRSG(V) sources; kept separate from generic HRSG lists.
206 | HRSG Vendor Document List | CEMS Flange Installation Diagram | 5585 | R&N | SAU4005-G011-HNE-&EMA-04947 ¦ SAU4005-G011-HNY-&MMB-04959 ¦ SAU4005-G011-HHA-&MMB-05001 ¦ SAU4005-G011-HYA-&EFB-05105 ¦ SAU4005-G011-HYA-&EFF-04894 ¦ SAU4005-G011-HYA-&EFB-04887 ¦ SAU4005-G011-HYA-&EFF-04910 ¦ SAU4005-G011-HYA-&EMA-04917 ¦ SAU4005-G011-HYA-&EMA-04937 ¦ SAU4005-G011-HNE-&ETB-05110 | HRSG(V) - Power Cable Connection Diagram ¦ HRSG(V) - Cable Interconnection Diagram for SCR ¦ HRSG(V) - Cable Interconnection Diagram for Duct Burner ¦ HRSG(V) - Cable Block Diagram for HRSG ¦ HRSG(V) - Control Loop Diagram ¦ HRSG(V) - System Configuration Diagram ¦ HRSG(V) - Start-up & Shut-down Sequence Diagram ¦ HRSG(V) - Wiring and Terminal Connection Diagram for Diverter & Guillotine Damper ¦ HRSG(V) - Wiring and Terminal Connection Diagram for CEMS ¦ HRSG(V) - CEMS Flange Installation Diagram | Included explicit CEMS flange installation diagram deliverable.
207 | HRSG Vendor Document List | Analyzer Cabinet General Arrangement Drawing | 6638 | R&N | SAU4005-G011-HNE-&ELU-05111 ¦ SAU4005-G011-UHA-&MLH-04867 ¦ SAU4005-G011-UHB-&MTL-04868 ¦ SAU4005-G011-UHB-&MTL-04870 ¦ SAU4005-G011-UHB-&MTL-04871 ¦ SAU4005-G011-UHB-&MTL-04872 ¦ SAU4005-G011-HYA-&ELU-04931 ¦ SAU4005-G011-HNY-&MLU-04966 ¦ SAU4005-G011-HNY-&MLU-04969 ¦ SAU4005-G011-HHA-&MDA-05008 ¦ SAU4005-G011-HHA-&MLU-05010 ¦ SAU4005-G011-UHB-&MTL-05085 | HRSG(V) - General Arrangement Drawing for Analyzer Cabinet. ¦ HRSG(V) - General Arrangement ¦ HRSG(V) - Arrangement of Casing ¦ HRSG(V) - Arrangement of Main Stack ¦ HRSG(V) - Arrangement of Bypass Stack ¦ HRSG(V) - General Arrangement Drawing for Diverter & Guillotine Damper ¦ HRSG(V) - General Arrangement drawing for CEMS Room ¦ HRSG(V) - General Arrangement Drawing of Ammonia Storage Area for SCR ¦ HRSG(V) - Vaporizer Arrangement Drawing ¦ HRSG(V) - General Arrangement for Duct Burner ¦ HRSG(V) - Fuel Gas Skid Arrangement Drawing for Duct Burner ¦ HRSG(V) - Arrangement of Casing Flow Baffle | Standardized analyzer cabinet GA drawing deliverable explicitly listed.
208 | HRSG Vendor Document List | SCR Analyzer Specification & Drawing | 5575 | R&N | SAU4005-G011-HYA-&ELB-04932 ¦ SAU4005-G011-HYA-&EEC-04944 ¦ SAU4005-G011-HYA-&EDA-04896 ¦ SAU4005-G011-HYA-&EFC-04926 ¦ SAU4005-G011-HNY-&MDA-04963 ¦ SAU4005-G011-HNY-&MDA-04984 ¦ SAU4005-G011-HNE-&EDA-04993 ¦ SAU4005-G011-HHA-&MDA-05005 ¦ SAU4005-G011-HHA-&MLU-05020 ¦ SAU4005-G011-HAA-&MLU-04826 ¦ SAU4005-G011-HAX-&MDA-04837 ¦ SAU4005-G011-LCQ-&MDA-04838 ¦ SAU4005-G011-LBF-&MDA-04839 ¦ SAU4005-G011-HNE-&MDA-04840 ¦ SAU4005-G011-HAA-&MLU-04842 ¦ SAU4005-G011-HAY-&MDA-04844 ¦ SAU4005-G011-H__-&MDB-04850 ¦ SAU4005-G011-H__-&MDB-04851 ¦ SAU4005-G011-SMH-&MDA-04853 ¦ SAU4005-G011-LCP-&MDA-04854 ¦ SAU4005-G011-H__-&MTB-04856 ¦ SAU4005-G011-HYA-&EDA-04895 ¦ SAU4005-G011-HYA-&EDA-04898 ¦ SAU4005-G011-HYA-&EDA-04903 ¦ SAU4005-G011-HNE-&EDA-04929 ¦ SAU4005-G011-HYA-&EEC-04942 ¦ SAU4005-G011-HNY-&MDA-04964 ¦ SAU4005-G011-HNY-&MLU-04968 ¦ SAU4005-G011-HNY-&MLU-04970 ¦ SAU4005-G011-HNY-&MDA-04978 ¦ SAU4005-G011-HNY-&MDA-04985 ¦ SAU4005-G011-HNY-&MDA-04992 ¦ SAU4005-G011-HHA-&MDA-05021 ¦ SAU4005-G011-HHA-&MDA-05031 ¦ SAU4005-G011-HHA-&MDA-05032 ¦ SAU4005-G011-HHA-&MDA-05033 ¦ SAU4005-G011-HHA-&MDA-05034 ¦ SAU4005-G011-HNY-&MLU-05129 ¦ SAU4005-G011-HNY-&MLU-05133 ¦ SAU4005-G011-HNY-&MDA-05147 ¦ SAU4005-G011-HA_-&MPA-04880 ¦ SAU4005-G011-HNY-&MLU-05131 | HRSG(V) - Nozzle Orientation and Cable Route Drawing for CEMS ¦ HRSG(V) - Lighting and Small Power Distribution Panel Drawings ¦ HRSG(V) - Control Valve Data Sheet/Drawings ¦ HRSG(V) - PLC HMI Drawing for Diverter Damper ¦ HRSG(V) - Control Valve Data Sheet & Drawings for SCR ¦ HRSG(V) - Junction Box Drawing for SCR ¦ HRSG(V) - SPEC. & Drawing of Analyzer for SCR ¦ HRSG(V) - Control Valve Data Sheet & Drawings for Duct Burner ¦ HRSG(V) - Junction Box Drawing for Duct Burner ¦ HRSG(V) - Typical Drawing for Drum Insulation ¦ HRSG(V) - Desuperheater Data Sheet & Drawings ¦ HRSG(V) - Spec. & Drawing for Blowdown Tank Pump ¦ HRSG(V) - Spec. & Drawing for Safety & Relief Valve ¦ HRSG(V) - Spec. & Drawing for Stack Damper ¦ HRSG(V) - Spec. & Drawing for Deaerator ¦ HRSG(V) - Spec. & Drawing for Boiler Stress Evaluator System ¦ HRSG(V) - HPU Specification & Drawing for Diverter & Guillotine Damper ¦ HRSG(V) - Hoist Specification & Drawing for Diverter & Guillotine Damper ¦ HRSG(V) - Spec. & Drawing for Hoist ¦ HRSG(V) - Spec. & Drawing for Recirculation Pump ¦ HRSG(V) - Name Plate Drawing ¦ HRSG(V) - MOV Data Sheet/Drawings ¦ HRSG(V) - Drum Level Gauge Datasheet/Drawings ¦ HRSG(V) - Remote Drum Level Indicator Datasheet/Drawings ¦ HRSG(V) - SPEC. & Drawing for CEMS ¦ HRSG(V) - Power Distribution Panel Drawings ¦ HRSG(V) - Catalyst Data Sheet & Drawings for SCR ¦ HRSG(V) - Dilution Tank Drawing for SCR ¦ HRSG(V) - Ammonia Distribution Header Drawing ¦ HRSG(V) - SPECIAL ITEM LIST AND DRAWING FOR SCR ¦ HRSG(V) - Local Panel Drawing for SCR ¦ HRSG(V) - Valve Drawing for SCR ¦ HRSG(V) - Local Panel / Control Panel Drawing for Duct Burner ¦ HRSG(V) - Valve Drawing for Duct Burner ¦ HRSG(V) - SPEC. & Drawing of Flame Scanner for Duct Burner ¦ HRSG(V) - SPEC. & Drawing of Ignition Burner for Duct Burner ¦ HRSG(V) - Hazardous Area Classification Specification & Drawing for Duct Burner ¦ HRSG(V) - Measurement Socket Drawing for SCR ¦ HRSG(V) - Equipment Insulation Drawing for SCR ¦ HRSG(V) – Hot Gas Circulation Fan VFD Drawing for SCR ¦ HRSG(V) - Specialty List and Drawing for HRSG Piping ¦ HRSG(V) - Piping Insulation Drawing for SCR | Included explicit 'SPEC. & Drawing of Analyzer for SCR' as a vendor deliverable.
209 | HRSG Vendor Document List | VOC Analyzer Specification & Drawing | 6621 | Fadhili ¦ Grati ¦ Karabatan ¦ Turkistan ¦ Ukudu | T16182-YT02-P0LB-122094 ¦ T16182-YT01-P0LB-122095 ¦ T14211-7318-02-ME-H21-101 ¦ T14211-7318-02-ME-H21-102 ¦ T14211-7318-02-ME-E14-001 ¦ T14211-7318-02-ME-B16-211 ¦ T14211-7318-02-ME-B16-213 ¦ T16182-YD00-P0LB-122006 ¦ T16182-CN00-P0LB-122040 ¦ T16182-YD00-P0LB-122049 ¦ T16182-YD00-P0LB-122050 ¦ T16182-YT01-P0LB-122051 ¦ T16182-YD00-P0LB-122052 ¦ T16182-YD00-P0LB-122054 ¦ T16182-YD00-P0LB-122056 ¦ T16182-VN02-P0LB-122089 ¦ T16182-VN02-P0LB-122090 ¦ T16182-YS00-P0LB-122091 ¦ T16182-YT01-P0LB-122093 ¦ T16182-YT01-P0LB-122096 ¦ T16182-YT01-P0LB-122097 ¦ T16182-YT01-P0LB-122098 ¦ T16182-UE00-P0LB-122111 ¦ GRT-YD00-P1H-300035 ¦ GRT-YD00-P1H-300037 ¦ GRT-YD00-P1H-300039 ¦ GRT-YD00-P1H-300040 ¦ GRT-YT01-P1H-300059 ¦ GRT-YT01-P1H-300060 ¦ GRT-YT01-P1H-300061 ¦ GRT-YT01-P1H-300063 ¦ GRT-YT02-P1H-300065 ¦ GRT-YT01-P1H-300069 ¦ T14211-7318-02-ME-P05-101 ¦ T14211-7318-02-ME-P05-102 ¦ T14211-7318-02-ME-P05-103 ¦ T14211-7318-02-ME-H21-103 ¦ T14211-7318-02-ME-H21-104 ¦ T14211-7318-02-ME-H21-105 ¦ T14211-7318-02-ME-H21-106 ¦ T14211-7318-02-ME-B16-011 ¦ T14211-7318-02-ME-B16-021 ¦ T14211-7318-02-ME-B16-041 ¦ T14211-7318-02-ME-B16-071 ¦ T14211-7318-02-ME-B16-107 ¦ T14211-7318-02-ME-B16-108 ¦ T14211-7318-02-ME-B16-208 ¦ T14211-7318-02-ME-B16-209 ¦ T14211-7318-02-ME-B16-210 ¦ T14211-7318-02-ME-B16-237 ¦ T14211-7318-02-ME-B05-106 ¦ T14211-7318-02-ME-B05-108 ¦ T14211-7318-02-ME-H05-001 ¦ CCP-W-B114-02-ME-B05-0023 ¦ CCP-W-B114-02-ME-H21-0081 ¦ CCP-W-B114-02-ME-B05-0015 ¦ CCP-W-B114-02-ME-B05-0021 ¦ CCP-W-B114-02-ME-B05-0022 ¦ CCP-W-B114-02-ME-B16-0028 ¦ CCP-W-B114-02-ME-B16-0030 ¦ CCP-W-B114-02-ME-B16-0032 ¦ CCP-W-B114-02-ME-B05-0034 ¦ CCP-W-B114-02-ME-B16-0035 ¦ T16182-YK00-P0LB-122073 ¦ GRT-YK09-P1H-300049 ¦ T14211-7318-02-ME-P99-001 | HRSG - LOCAL INSTRUMENT DATASHEET & DRAWINGS ¦ HRSG - TRANSMITTER DATASHEET & DRAWINGS ¦ [DCR] Change HRSG Control valve drawings ¦ HRSG_Local Instrument Data Sheet/Drawings ¦ HRSG_Transmitter Data Sheet/Drawings ¦ HRSG_Power Distribution Panel and Junction Box Drawings ¦ HRSG_Instrument Air Header Drawing for Duct Burner System ¦ HRSG_I & C Architecture Drawing for Duct Burner System ¦ HRSG_SPEC. & DRAWING FOR VOC ANALYZER ¦ HRSG_CONTROL VALVE DATA SHEET & DRAWINGS ¦ HRSG_ TRANSMITTER DATA SHEET & DRAWINGS &CATALOG ¦ HRSG_JUNCTION BOX & INSTRUMENT RACK DRAWING ¦ HRSG - SPEC. & DRAWING FOR HOIST ¦ HRSG - HAZARDOUS AREA CLASSIFICATION SPECIFICATION & DRAWING FOR DUCT BURNER SYSTEM ¦ HRSG - SPEC. & DRAWING FOR STEAM DRUM ¦ HRSG - SPEC. & DRAWING FOR BLOWDOWN PUMP ¦ HRSG - SPEC. & DRAWING FOR SAFETY & RELIEF VALVE ¦ HRSG - SPEC. & DRAWING FOR STACK DAMPER ¦ HRSG - SPEC. & DRAWING FOR DEAERATOR & STORAGE TANK ¦ HRSG - POWER DISTRIBUTION PANEL DRAWINGS ¦ HRSG - MOV DATASHEET & DRAWINGS ¦ HRSG - CV DATASHEET & DRAWINGS ¦ HRSG - DESH. DATASHEET & DRAWINGS ¦ HRSG - CEMS DATASHEET & DRAWINGS ¦ HRSG - DRUM LEVEL GAUGE DATASHEET & DRAWINGS ¦ HRSG - FLOW ELEMENT DATASHEET & DRAWINGS ¦ HRSG - REMOTE DRUM LEVEL INDICATOR DATASHEET & DRAWINGS ¦ HRSG – PERPENDICULAR BAFFLE AND TIE PLATE ASSY DRAWINGS ¦ [HRSG]_SPEC. & DRAWING FOR STEAM DRUM ¦ [HRSG]_POWER DISTRIBUTION PANEL DRAWINGS ¦ [HRSG]_SPEC. & DRAWING FOR SAFETY & RELIEF VALVE ¦ [HRSG]_SPEC. & DRAWING FOR STACK DAMPER ¦ [HRSG]_MOV DATASHEET & DRAWINGS ¦ [HRSG]_CV DATASHEET & DRAWINGS ¦ [HRSG]_DESH. DATASHEET & DRAWINGS ¦ [HRSG]_CEMS DATASHEET & DRAWINGS ¦ [HRSG]_REMOTE DRUM LEVEL INDICATOR DATASHEET & DRAWINGS ¦ [HRSG]_ SPEC. & DRAWING FOR PREHEATER RECIRCULATION PUMP ¦ HRSG_MOV Data Sheet/Drawings ¦ HRSG_CV Data Sheet/Drawings ¦ HRSG_Desh. Data Sheet/Drawings ¦ HRSG_Drum Level Gauge Data Sheet/Drawings ¦ HRSG_Flow Element Data Sheet/Drawings ¦ HRSG_Remote Drum Level Indicator Datasheet/Drawings ¦ HRSG_CEMS Data Sheet/Drawings ¦ HRSG_SPEC. & DRAWING FOR SAFETY & RELIEF VALVE ¦ HRSG_SPEC. & DRAWING FOR STACK DAMPER ¦ HRSG_SPEC. & DRAWING FOR DEAERATOR, STORAGE TANK ¦ HRSG_SPEC. & DRAWING FOR CPH RECIRCULATION PUMP ¦ HRSG_Electric Actuator Specification & Drawing for Diverter & Guillotine Damper ¦ HRSG_Hoist Specification & Drawing for Diverter & Guillotine Damper ¦ HRSG_Fuel Gas Header Drawing for Duct Burner System ¦ HRSG_Ignition Gas Header Drawing for Duct Burner System ¦ HRSG_Cooling Air Header Drawing for Duct Burner System ¦ HRSG_Hazardous Area Classification Specification & Drawing for Duct Burner System ¦ HRSG_Manhole Cover for H.P Steam Drum ¦ HRSG_TYPICAL DRAWING FOR DRUM INSULATION ¦ HRSG_Power Distribution Panel Drawings ¦ HRSG_LP Drum Drawings ¦ HRSG_Spec. & Drawing of CEMS ¦ HRSG_HP Drum Drawings ¦ HRSG_Continuous Blowdown Tank Drawings ¦ HRSG_Atmospheric Blowdown Tank Drawings ¦ HRSG_Spec. & Drawing of Drain Pump ¦ HRSG_Spec. & Drawing of Exhaust Stack Damper ¦ HRSG_Spec. & Drawing of Deaerator ¦ HRSG_Spec. & Drawing of Hoist ¦ HRSG_Spec. & Drawing of Recirculation Pump ¦ HRSG_SPEC. & DRAWING FOR DESUPERHEATER ¦ HRSG_SPEC. & DRAWING FOR BLOW DOWN TANK ¦ HRSG_SPEC. & DRAWING FOR DEAERATOR ¦ HRSG_SPEC. & DRAWING FOR HOIST ¦ HRSG_SPEC. & DRAWING FOR RECIRCULATION PUMP ¦ HRSG_SPEC. & DRAWING FOR DIVERTER DAMPER ¦ HRSG_SPEC. & DRAWING FOR SCR ¦ AIG ARRAGEMENT DRAWING FOR HRSG SCR ¦ AMMONIA DISTRIBUTION HEADER DRAWING FOR HRSG SCR ¦ CATALYST DATA SHEET & DRAWING FOR HRSG SCR ¦ CATALYST BLOCK DRAWING FOR HRSG SCR ¦ EYE SHOWER DRAWING FOR HRSG SCR ¦ HRSG_SPEC. & DRAWING FOR CEMS ¦ HRSG_SPECIALTY DATA SHEET & DRAWING ¦ HRSG_MOV DATA SHEET & DRAWINGS ¦ HRSG LEVEL GAUGE DATA SHEET & DRAWINGS & CATALOG ¦ HRSG_REMOTE DRUM LEVEL INDICATOR DATASHEET/DRAWINGS CATALOG ¦ HRSG_ LOCAL GAUGE AND TEMPERATURE ELEMENT DATA SHEET&DRAWINGS &CATALOG ¦ HRSG_ LEVEL SWITCH DATA SHEET & DRAWINGS &CATALOG ¦ HRSG_ FLOW ELEMENT DATA SHEET & DRAWINGS &CATALOG ¦ HRSG_POWER DISTRIBUTION PANEL DRAWINGS ¦ HRSG_NAME PLATE DRAWING ¦ HRSG - SPECIALTY DRAWING FOR EXTERNAL PIPING ¦ [HRSG]_SPECIALTY DRAWING FOR EXTERNAL PIPING ¦ HRSG_SPECIALTY DRAWING FOR HRSG EXTERNAL PIPING ¦ HRSG_MANUAL VALVE LIST & DRAWINGS | Included explicit VOC analyzer spec & drawing deliverable referenced in sources.
210 | HRSG Vendor Document List | Desuperheater Data Sheet & Drawings | 5575 | R&N | SAU4005-G011-HYA-&ELB-04932 ¦ SAU4005-G011-HYA-&EEC-04944 ¦ SAU4005-G011-HYA-&EDA-04896 ¦ SAU4005-G011-HYA-&EFC-04926 ¦ SAU4005-G011-HNY-&MDA-04963 ¦ SAU4005-G011-HNY-&MDA-04984 ¦ SAU4005-G011-HNE-&EDA-04993 ¦ SAU4005-G011-HHA-&MDA-05005 ¦ SAU4005-G011-HHA-&MLU-05020 ¦ SAU4005-G011-HAA-&MLU-04826 ¦ SAU4005-G011-HAX-&MDA-04837 ¦ SAU4005-G011-LCQ-&MDA-04838 ¦ SAU4005-G011-LBF-&MDA-04839 ¦ SAU4005-G011-HNE-&MDA-04840 ¦ SAU4005-G011-HAA-&MLU-04842 ¦ SAU4005-G011-HAY-&MDA-04844 ¦ SAU4005-G011-H__-&MDB-04850 ¦ SAU4005-G011-H__-&MDB-04851 ¦ SAU4005-G011-SMH-&MDA-04853 ¦ SAU4005-G011-LCP-&MDA-04854 ¦ SAU4005-G011-H__-&MTB-04856 ¦ SAU4005-G011-HYA-&EDA-04895 ¦ SAU4005-G011-HYA-&EDA-04898 ¦ SAU4005-G011-HYA-&EDA-04903 ¦ SAU4005-G011-HNE-&EDA-04929 ¦ SAU4005-G011-HYA-&EEC-04942 ¦ SAU4005-G011-HNY-&MDA-04964 ¦ SAU4005-G011-HNY-&MLU-04968 ¦ SAU4005-G011-HNY-&MLU-04970 ¦ SAU4005-G011-HNY-&MDA-04978 ¦ SAU4005-G011-HNY-&MDA-04985 ¦ SAU4005-G011-HNY-&MDA-04992 ¦ SAU4005-G011-HHA-&MDA-05021 ¦ SAU4005-G011-HHA-&MDA-05031 ¦ SAU4005-G011-HHA-&MDA-05032 ¦ SAU4005-G011-HHA-&MDA-05033 ¦ SAU4005-G011-HHA-&MDA-05034 ¦ SAU4005-G011-HNY-&MLU-05129 ¦ SAU4005-G011-HNY-&MLU-05133 ¦ SAU4005-G011-HNY-&MDA-05147 ¦ SAU4005-G011-HA_-&MPA-04880 ¦ SAU4005-G011-HNY-&MLU-05131 | HRSG(V) - Nozzle Orientation and Cable Route Drawing for CEMS ¦ HRSG(V) - Lighting and Small Power Distribution Panel Drawings ¦ HRSG(V) - Control Valve Data Sheet/Drawings ¦ HRSG(V) - PLC HMI Drawing for Diverter Damper ¦ HRSG(V) - Control Valve Data Sheet & Drawings for SCR ¦ HRSG(V) - Junction Box Drawing for SCR ¦ HRSG(V) - SPEC. & Drawing of Analyzer for SCR ¦ HRSG(V) - Control Valve Data Sheet & Drawings for Duct Burner ¦ HRSG(V) - Junction Box Drawing for Duct Burner ¦ HRSG(V) - Typical Drawing for Drum Insulation ¦ HRSG(V) - Desuperheater Data Sheet & Drawings ¦ HRSG(V) - Spec. & Drawing for Blowdown Tank Pump ¦ HRSG(V) - Spec. & Drawing for Safety & Relief Valve ¦ HRSG(V) - Spec. & Drawing for Stack Damper ¦ HRSG(V) - Spec. & Drawing for Deaerator ¦ HRSG(V) - Spec. & Drawing for Boiler Stress Evaluator System ¦ HRSG(V) - HPU Specification & Drawing for Diverter & Guillotine Damper ¦ HRSG(V) - Hoist Specification & Drawing for Diverter & Guillotine Damper ¦ HRSG(V) - Spec. & Drawing for Hoist ¦ HRSG(V) - Spec. & Drawing for Recirculation Pump ¦ HRSG(V) - Name Plate Drawing ¦ HRSG(V) - MOV Data Sheet/Drawings ¦ HRSG(V) - Drum Level Gauge Datasheet/Drawings ¦ HRSG(V) - Remote Drum Level Indicator Datasheet/Drawings ¦ HRSG(V) - SPEC. & Drawing for CEMS ¦ HRSG(V) - Power Distribution Panel Drawings ¦ HRSG(V) - Catalyst Data Sheet & Drawings for SCR ¦ HRSG(V) - Dilution Tank Drawing for SCR ¦ HRSG(V) - Ammonia Distribution Header Drawing ¦ HRSG(V) - SPECIAL ITEM LIST AND DRAWING FOR SCR ¦ HRSG(V) - Local Panel Drawing for SCR ¦ HRSG(V) - Valve Drawing for SCR ¦ HRSG(V) - Local Panel / Control Panel Drawing for Duct Burner ¦ HRSG(V) - Valve Drawing for Duct Burner ¦ HRSG(V) - SPEC. & Drawing of Flame Scanner for Duct Burner ¦ HRSG(V) - SPEC. & Drawing of Ignition Burner for Duct Burner ¦ HRSG(V) - Hazardous Area Classification Specification & Drawing for Duct Burner ¦ HRSG(V) - Measurement Socket Drawing for SCR ¦ HRSG(V) - Equipment Insulation Drawing for SCR ¦ HRSG(V) – Hot Gas Circulation Fan VFD Drawing for SCR ¦ HRSG(V) - Specialty List and Drawing for HRSG Piping ¦ HRSG(V) - Piping Insulation Drawing for SCR | Merged desuperheater datasheet/drawing references (DESH.) into one standardized deliverable.
210 | HRSG Vendor Document List | Desuperheater Data Sheet & Drawings | 6621 | Fadhili ¦ Grati ¦ Karabatan ¦ Turkistan ¦ Ukudu | T16182-YT02-P0LB-122094 ¦ T16182-YT01-P0LB-122095 ¦ T14211-7318-02-ME-H21-101 ¦ T14211-7318-02-ME-H21-102 ¦ T14211-7318-02-ME-E14-001 ¦ T14211-7318-02-ME-B16-211 ¦ T14211-7318-02-ME-B16-213 ¦ T16182-YD00-P0LB-122006 ¦ T16182-CN00-P0LB-122040 ¦ T16182-YD00-P0LB-122049 ¦ T16182-YD00-P0LB-122050 ¦ T16182-YT01-P0LB-122051 ¦ T16182-YD00-P0LB-122052 ¦ T16182-YD00-P0LB-122054 ¦ T16182-YD00-P0LB-122056 ¦ T16182-VN02-P0LB-122089 ¦ T16182-VN02-P0LB-122090 ¦ T16182-YS00-P0LB-122091 ¦ T16182-YT01-P0LB-122093 ¦ T16182-YT01-P0LB-122096 ¦ T16182-YT01-P0LB-122097 ¦ T16182-YT01-P0LB-122098 ¦ T16182-UE00-P0LB-122111 ¦ GRT-YD00-P1H-300035 ¦ GRT-YD00-P1H-300037 ¦ GRT-YD00-P1H-300039 ¦ GRT-YD00-P1H-300040 ¦ GRT-YT01-P1H-300059 ¦ GRT-YT01-P1H-300060 ¦ GRT-YT01-P1H-300061 ¦ GRT-YT01-P1H-300063 ¦ GRT-YT02-P1H-300065 ¦ GRT-YT01-P1H-300069 ¦ T14211-7318-02-ME-P05-101 ¦ T14211-7318-02-ME-P05-102 ¦ T14211-7318-02-ME-P05-103 ¦ T14211-7318-02-ME-H21-103 ¦ T14211-7318-02-ME-H21-104 ¦ T14211-7318-02-ME-H21-105 ¦ T14211-7318-02-ME-H21-106 ¦ T14211-7318-02-ME-B16-011 ¦ T14211-7318-02-ME-B16-021 ¦ T14211-7318-02-ME-B16-041 ¦ T14211-7318-02-ME-B16-071 ¦ T14211-7318-02-ME-B16-107 ¦ T14211-7318-02-ME-B16-108 ¦ T14211-7318-02-ME-B16-208 ¦ T14211-7318-02-ME-B16-209 ¦ T14211-7318-02-ME-B16-210 ¦ T14211-7318-02-ME-B16-237 ¦ T14211-7318-02-ME-B05-106 ¦ T14211-7318-02-ME-B05-108 ¦ T14211-7318-02-ME-H05-001 ¦ CCP-W-B114-02-ME-B05-0023 ¦ CCP-W-B114-02-ME-H21-0081 ¦ CCP-W-B114-02-ME-B05-0015 ¦ CCP-W-B114-02-ME-B05-0021 ¦ CCP-W-B114-02-ME-B05-0022 ¦ CCP-W-B114-02-ME-B16-0028 ¦ CCP-W-B114-02-ME-B16-0030 ¦ CCP-W-B114-02-ME-B16-0032 ¦ CCP-W-B114-02-ME-B05-0034 ¦ CCP-W-B114-02-ME-B16-0035 ¦ T16182-YK00-P0LB-122073 ¦ GRT-YK09-P1H-300049 ¦ T14211-7318-02-ME-P99-001 | HRSG - LOCAL INSTRUMENT DATASHEET & DRAWINGS ¦ HRSG - TRANSMITTER DATASHEET & DRAWINGS ¦ [DCR] Change HRSG Control valve drawings ¦ HRSG_Local Instrument Data Sheet/Drawings ¦ HRSG_Transmitter Data Sheet/Drawings ¦ HRSG_Power Distribution Panel and Junction Box Drawings ¦ HRSG_Instrument Air Header Drawing for Duct Burner System ¦ HRSG_I & C Architecture Drawing for Duct Burner System ¦ HRSG_SPEC. & DRAWING FOR VOC ANALYZER ¦ HRSG_CONTROL VALVE DATA SHEET & DRAWINGS ¦ HRSG_ TRANSMITTER DATA SHEET & DRAWINGS &CATALOG ¦ HRSG_JUNCTION BOX & INSTRUMENT RACK DRAWING ¦ HRSG - SPEC. & DRAWING FOR HOIST ¦ HRSG - HAZARDOUS AREA CLASSIFICATION SPECIFICATION & DRAWING FOR DUCT BURNER SYSTEM ¦ HRSG - SPEC. & DRAWING FOR STEAM DRUM ¦ HRSG - SPEC. & DRAWING FOR BLOWDOWN PUMP ¦ HRSG - SPEC. & DRAWING FOR SAFETY & RELIEF VALVE ¦ HRSG - SPEC. & DRAWING FOR STACK DAMPER ¦ HRSG - SPEC. & DRAWING FOR DEAERATOR & STORAGE TANK ¦ HRSG - POWER DISTRIBUTION PANEL DRAWINGS ¦ HRSG - MOV DATASHEET & DRAWINGS ¦ HRSG - CV DATASHEET & DRAWINGS ¦ HRSG - DESH. DATASHEET & DRAWINGS ¦ HRSG - CEMS DATASHEET & DRAWINGS ¦ HRSG - DRUM LEVEL GAUGE DATASHEET & DRAWINGS ¦ HRSG - FLOW ELEMENT DATASHEET & DRAWINGS ¦ HRSG - REMOTE DRUM LEVEL INDICATOR DATASHEET & DRAWINGS ¦ HRSG – PERPENDICULAR BAFFLE AND TIE PLATE ASSY DRAWINGS ¦ [HRSG]_SPEC. & DRAWING FOR STEAM DRUM ¦ [HRSG]_POWER DISTRIBUTION PANEL DRAWINGS ¦ [HRSG]_SPEC. & DRAWING FOR SAFETY & RELIEF VALVE ¦ [HRSG]_SPEC. & DRAWING FOR STACK DAMPER ¦ [HRSG]_MOV DATASHEET & DRAWINGS ¦ [HRSG]_CV DATASHEET & DRAWINGS ¦ [HRSG]_DESH. DATASHEET & DRAWINGS ¦ [HRSG]_CEMS DATASHEET & DRAWINGS ¦ [HRSG]_REMOTE DRUM LEVEL INDICATOR DATASHEET & DRAWINGS ¦ [HRSG]_ SPEC. & DRAWING FOR PREHEATER RECIRCULATION PUMP ¦ HRSG_MOV Data Sheet/Drawings ¦ HRSG_CV Data Sheet/Drawings ¦ HRSG_Desh. Data Sheet/Drawings ¦ HRSG_Drum Level Gauge Data Sheet/Drawings ¦ HRSG_Flow Element Data Sheet/Drawings ¦ HRSG_Remote Drum Level Indicator Datasheet/Drawings ¦ HRSG_CEMS Data Sheet/Drawings ¦ HRSG_SPEC. & DRAWING FOR SAFETY & RELIEF VALVE ¦ HRSG_SPEC. & DRAWING FOR STACK DAMPER ¦ HRSG_SPEC. & DRAWING FOR DEAERATOR, STORAGE TANK ¦ HRSG_SPEC. & DRAWING FOR CPH RECIRCULATION PUMP ¦ HRSG_Electric Actuator Specification & Drawing for Diverter & Guillotine Damper ¦ HRSG_Hoist Specification & Drawing for Diverter & Guillotine Damper ¦ HRSG_Fuel Gas Header Drawing for Duct Burner System ¦ HRSG_Ignition Gas Header Drawing for Duct Burner System ¦ HRSG_Cooling Air Header Drawing for Duct Burner System ¦ HRSG_Hazardous Area Classification Specification & Drawing for Duct Burner System ¦ HRSG_Manhole Cover for H.P Steam Drum ¦ HRSG_TYPICAL DRAWING FOR DRUM INSULATION ¦ HRSG_Power Distribution Panel Drawings ¦ HRSG_LP Drum Drawings ¦ HRSG_Spec. & Drawing of CEMS ¦ HRSG_HP Drum Drawings ¦ HRSG_Continuous Blowdown Tank Drawings ¦ HRSG_Atmospheric Blowdown Tank Drawings ¦ HRSG_Spec. & Drawing of Drain Pump ¦ HRSG_Spec. & Drawing of Exhaust Stack Damper ¦ HRSG_Spec. & Drawing of Deaerator ¦ HRSG_Spec. & Drawing of Hoist ¦ HRSG_Spec. & Drawing of Recirculation Pump ¦ HRSG_SPEC. & DRAWING FOR DESUPERHEATER ¦ HRSG_SPEC. & DRAWING FOR BLOW DOWN TANK ¦ HRSG_SPEC. & DRAWING FOR DEAERATOR ¦ HRSG_SPEC. & DRAWING FOR HOIST ¦ HRSG_SPEC. & DRAWING FOR RECIRCULATION PUMP ¦ HRSG_SPEC. & DRAWING FOR DIVERTER DAMPER ¦ HRSG_SPEC. & DRAWING FOR SCR ¦ AIG ARRAGEMENT DRAWING FOR HRSG SCR ¦ AMMONIA DISTRIBUTION HEADER DRAWING FOR HRSG SCR ¦ CATALYST DATA SHEET & DRAWING FOR HRSG SCR ¦ CATALYST BLOCK DRAWING FOR HRSG SCR ¦ EYE SHOWER DRAWING FOR HRSG SCR ¦ HRSG_SPEC. & DRAWING FOR CEMS ¦ HRSG_SPECIALTY DATA SHEET & DRAWING ¦ HRSG_MOV DATA SHEET & DRAWINGS ¦ HRSG LEVEL GAUGE DATA SHEET & DRAWINGS & CATALOG ¦ HRSG_REMOTE DRUM LEVEL INDICATOR DATASHEET/DRAWINGS CATALOG ¦ HRSG_ LOCAL GAUGE AND TEMPERATURE ELEMENT DATA SHEET&DRAWINGS &CATALOG ¦ HRSG_ LEVEL SWITCH DATA SHEET & DRAWINGS &CATALOG ¦ HRSG_ FLOW ELEMENT DATA SHEET & DRAWINGS &CATALOG ¦ HRSG_POWER DISTRIBUTION PANEL DRAWINGS ¦ HRSG_NAME PLATE DRAWING ¦ HRSG - SPECIALTY DRAWING FOR EXTERNAL PIPING ¦ [HRSG]_SPECIALTY DRAWING FOR EXTERNAL PIPING ¦ HRSG_SPECIALTY DRAWING FOR HRSG EXTERNAL PIPING ¦ HRSG_MANUAL VALVE LIST & DRAWINGS | Merged desuperheater datasheet/drawing references (DESH.) into one standardized deliverable.
211 | HRSG Vendor Document List | Safety & Relief Valve Specification & Drawing | 5575 | R&N | SAU4005-G011-HYA-&ELB-04932 ¦ SAU4005-G011-HYA-&EEC-04944 ¦ SAU4005-G011-HYA-&EDA-04896 ¦ SAU4005-G011-HYA-&EFC-04926 ¦ SAU4005-G011-HNY-&MDA-04963 ¦ SAU4005-G011-HNY-&MDA-04984 ¦ SAU4005-G011-HNE-&EDA-04993 ¦ SAU4005-G011-HHA-&MDA-05005 ¦ SAU4005-G011-HHA-&MLU-05020 ¦ SAU4005-G011-HAA-&MLU-04826 ¦ SAU4005-G011-HAX-&MDA-04837 ¦ SAU4005-G011-LCQ-&MDA-04838 ¦ SAU4005-G011-LBF-&MDA-04839 ¦ SAU4005-G011-HNE-&MDA-04840 ¦ SAU4005-G011-HAA-&MLU-04842 ¦ SAU4005-G011-HAY-&MDA-04844 ¦ SAU4005-G011-H__-&MDB-04850 ¦ SAU4005-G011-H__-&MDB-04851 ¦ SAU4005-G011-SMH-&MDA-04853 ¦ SAU4005-G011-LCP-&MDA-04854 ¦ SAU4005-G011-H__-&MTB-04856 ¦ SAU4005-G011-HYA-&EDA-04895 ¦ SAU4005-G011-HYA-&EDA-04898 ¦ SAU4005-G011-HYA-&EDA-04903 ¦ SAU4005-G011-HNE-&EDA-04929 ¦ SAU4005-G011-HYA-&EEC-04942 ¦ SAU4005-G011-HNY-&MDA-04964 ¦ SAU4005-G011-HNY-&MLU-04968 ¦ SAU4005-G011-HNY-&MLU-04970 ¦ SAU4005-G011-HNY-&MDA-04978 ¦ SAU4005-G011-HNY-&MDA-04985 ¦ SAU4005-G011-HNY-&MDA-04992 ¦ SAU4005-G011-HHA-&MDA-05021 ¦ SAU4005-G011-HHA-&MDA-05031 ¦ SAU4005-G011-HHA-&MDA-05032 ¦ SAU4005-G011-HHA-&MDA-05033 ¦ SAU4005-G011-HHA-&MDA-05034 ¦ SAU4005-G011-HNY-&MLU-05129 ¦ SAU4005-G011-HNY-&MLU-05133 ¦ SAU4005-G011-HNY-&MDA-05147 ¦ SAU4005-G011-HA_-&MPA-04880 ¦ SAU4005-G011-HNY-&MLU-05131 | HRSG(V) - Nozzle Orientation and Cable Route Drawing for CEMS ¦ HRSG(V) - Lighting and Small Power Distribution Panel Drawings ¦ HRSG(V) - Control Valve Data Sheet/Drawings ¦ HRSG(V) - PLC HMI Drawing for Diverter Damper ¦ HRSG(V) - Control Valve Data Sheet & Drawings for SCR ¦ HRSG(V) - Junction Box Drawing for SCR ¦ HRSG(V) - SPEC. & Drawing of Analyzer for SCR ¦ HRSG(V) - Control Valve Data Sheet & Drawings for Duct Burner ¦ HRSG(V) - Junction Box Drawing for Duct Burner ¦ HRSG(V) - Typical Drawing for Drum Insulation ¦ HRSG(V) - Desuperheater Data Sheet & Drawings ¦ HRSG(V) - Spec. & Drawing for Blowdown Tank Pump ¦ HRSG(V) - Spec. & Drawing for Safety & Relief Valve ¦ HRSG(V) - Spec. & Drawing for Stack Damper ¦ HRSG(V) - Spec. & Drawing for Deaerator ¦ HRSG(V) - Spec. & Drawing for Boiler Stress Evaluator System ¦ HRSG(V) - HPU Specification & Drawing for Diverter & Guillotine Damper ¦ HRSG(V) - Hoist Specification & Drawing for Diverter & Guillotine Damper ¦ HRSG(V) - Spec. & Drawing for Hoist ¦ HRSG(V) - Spec. & Drawing for Recirculation Pump ¦ HRSG(V) - Name Plate Drawing ¦ HRSG(V) - MOV Data Sheet/Drawings ¦ HRSG(V) - Drum Level Gauge Datasheet/Drawings ¦ HRSG(V) - Remote Drum Level Indicator Datasheet/Drawings ¦ HRSG(V) - SPEC. & Drawing for CEMS ¦ HRSG(V) - Power Distribution Panel Drawings ¦ HRSG(V) - Catalyst Data Sheet & Drawings for SCR ¦ HRSG(V) - Dilution Tank Drawing for SCR ¦ HRSG(V) - Ammonia Distribution Header Drawing ¦ HRSG(V) - SPECIAL ITEM LIST AND DRAWING FOR SCR ¦ HRSG(V) - Local Panel Drawing for SCR ¦ HRSG(V) - Valve Drawing for SCR ¦ HRSG(V) - Local Panel / Control Panel Drawing for Duct Burner ¦ HRSG(V) - Valve Drawing for Duct Burner ¦ HRSG(V) - SPEC. & Drawing of Flame Scanner for Duct Burner ¦ HRSG(V) - SPEC. & Drawing of Ignition Burner for Duct Burner ¦ HRSG(V) - Hazardous Area Classification Specification & Drawing for Duct Burner ¦ HRSG(V) - Measurement Socket Drawing for SCR ¦ HRSG(V) - Equipment Insulation Drawing for SCR ¦ HRSG(V) – Hot Gas Circulation Fan VFD Drawing for SCR ¦ HRSG(V) - Specialty List and Drawing for HRSG Piping ¦ HRSG(V) - Piping Insulation Drawing for SCR | Standardized safety/relief valve spec & drawing deliverable; included both HRSG and HRSG(V) references.
211 | HRSG Vendor Document List | Safety & Relief Valve Specification & Drawing | 6621 | Fadhili ¦ Grati ¦ Karabatan ¦ Turkistan ¦ Ukudu | T16182-YT02-P0LB-122094 ¦ T16182-YT01-P0LB-122095 ¦ T14211-7318-02-ME-H21-101 ¦ T14211-7318-02-ME-H21-102 ¦ T14211-7318-02-ME-E14-001 ¦ T14211-7318-02-ME-B16-211 ¦ T14211-7318-02-ME-B16-213 ¦ T16182-YD00-P0LB-122006 ¦ T16182-CN00-P0LB-122040 ¦ T16182-YD00-P0LB-122049 ¦ T16182-YD00-P0LB-122050 ¦ T16182-YT01-P0LB-122051 ¦ T16182-YD00-P0LB-122052 ¦ T16182-YD00-P0LB-122054 ¦ T16182-YD00-P0LB-122056 ¦ T16182-VN02-P0LB-122089 ¦ T16182-VN02-P0LB-122090 ¦ T16182-YS00-P0LB-122091 ¦ T16182-YT01-P0LB-122093 ¦ T16182-YT01-P0LB-122096 ¦ T16182-YT01-P0LB-122097 ¦ T16182-YT01-P0LB-122098 ¦ T16182-UE00-P0LB-122111 ¦ GRT-YD00-P1H-300035 ¦ GRT-YD00-P1H-300037 ¦ GRT-YD00-P1H-300039 ¦ GRT-YD00-P1H-300040 ¦ GRT-YT01-P1H-300059 ¦ GRT-YT01-P1H-300060 ¦ GRT-YT01-P1H-300061 ¦ GRT-YT01-P1H-300063 ¦ GRT-YT02-P1H-300065 ¦ GRT-YT01-P1H-300069 ¦ T14211-7318-02-ME-P05-101 ¦ T14211-7318-02-ME-P05-102 ¦ T14211-7318-02-ME-P05-103 ¦ T14211-7318-02-ME-H21-103 ¦ T14211-7318-02-ME-H21-104 ¦ T14211-7318-02-ME-H21-105 ¦ T14211-7318-02-ME-H21-106 ¦ T14211-7318-02-ME-B16-011 ¦ T14211-7318-02-ME-B16-021 ¦ T14211-7318-02-ME-B16-041 ¦ T14211-7318-02-ME-B16-071 ¦ T14211-7318-02-ME-B16-107 ¦ T14211-7318-02-ME-B16-108 ¦ T14211-7318-02-ME-B16-208 ¦ T14211-7318-02-ME-B16-209 ¦ T14211-7318-02-ME-B16-210 ¦ T14211-7318-02-ME-B16-237 ¦ T14211-7318-02-ME-B05-106 ¦ T14211-7318-02-ME-B05-108 ¦ T14211-7318-02-ME-H05-001 ¦ CCP-W-B114-02-ME-B05-0023 ¦ CCP-W-B114-02-ME-H21-0081 ¦ CCP-W-B114-02-ME-B05-0015 ¦ CCP-W-B114-02-ME-B05-0021 ¦ CCP-W-B114-02-ME-B05-0022 ¦ CCP-W-B114-02-ME-B16-0028 ¦ CCP-W-B114-02-ME-B16-0030 ¦ CCP-W-B114-02-ME-B16-0032 ¦ CCP-W-B114-02-ME-B05-0034 ¦ CCP-W-B114-02-ME-B16-0035 ¦ T16182-YK00-P0LB-122073 ¦ GRT-YK09-P1H-300049 ¦ T14211-7318-02-ME-P99-001 | HRSG - LOCAL INSTRUMENT DATASHEET & DRAWINGS ¦ HRSG - TRANSMITTER DATASHEET & DRAWINGS ¦ [DCR] Change HRSG Control valve drawings ¦ HRSG_Local Instrument Data Sheet/Drawings ¦ HRSG_Transmitter Data Sheet/Drawings ¦ HRSG_Power Distribution Panel and Junction Box Drawings ¦ HRSG_Instrument Air Header Drawing for Duct Burner System ¦ HRSG_I & C Architecture Drawing for Duct Burner System ¦ HRSG_SPEC. & DRAWING FOR VOC ANALYZER ¦ HRSG_CONTROL VALVE DATA SHEET & DRAWINGS ¦ HRSG_ TRANSMITTER DATA SHEET & DRAWINGS &CATALOG ¦ HRSG_JUNCTION BOX & INSTRUMENT RACK DRAWING ¦ HRSG - SPEC. & DRAWING FOR HOIST ¦ HRSG - HAZARDOUS AREA CLASSIFICATION SPECIFICATION & DRAWING FOR DUCT BURNER SYSTEM ¦ HRSG - SPEC. & DRAWING FOR STEAM DRUM ¦ HRSG - SPEC. & DRAWING FOR BLOWDOWN PUMP ¦ HRSG - SPEC. & DRAWING FOR SAFETY & RELIEF VALVE ¦ HRSG - SPEC. & DRAWING FOR STACK DAMPER ¦ HRSG - SPEC. & DRAWING FOR DEAERATOR & STORAGE TANK ¦ HRSG - POWER DISTRIBUTION PANEL DRAWINGS ¦ HRSG - MOV DATASHEET & DRAWINGS ¦ HRSG - CV DATASHEET & DRAWINGS ¦ HRSG - DESH. DATASHEET & DRAWINGS ¦ HRSG - CEMS DATASHEET & DRAWINGS ¦ HRSG - DRUM LEVEL GAUGE DATASHEET & DRAWINGS ¦ HRSG - FLOW ELEMENT DATASHEET & DRAWINGS ¦ HRSG - REMOTE DRUM LEVEL INDICATOR DATASHEET & DRAWINGS ¦ HRSG – PERPENDICULAR BAFFLE AND TIE PLATE ASSY DRAWINGS ¦ [HRSG]_SPEC. & DRAWING FOR STEAM DRUM ¦ [HRSG]_POWER DISTRIBUTION PANEL DRAWINGS ¦ [HRSG]_SPEC. & DRAWING FOR SAFETY & RELIEF VALVE ¦ [HRSG]_SPEC. & DRAWING FOR STACK DAMPER ¦ [HRSG]_MOV DATASHEET & DRAWINGS ¦ [HRSG]_CV DATASHEET & DRAWINGS ¦ [HRSG]_DESH. DATASHEET & DRAWINGS ¦ [HRSG]_CEMS DATASHEET & DRAWINGS ¦ [HRSG]_REMOTE DRUM LEVEL INDICATOR DATASHEET & DRAWINGS ¦ [HRSG]_ SPEC. & DRAWING FOR PREHEATER RECIRCULATION PUMP ¦ HRSG_MOV Data Sheet/Drawings ¦ HRSG_CV Data Sheet/Drawings ¦ HRSG_Desh. Data Sheet/Drawings ¦ HRSG_Drum Level Gauge Data Sheet/Drawings ¦ HRSG_Flow Element Data Sheet/Drawings ¦ HRSG_Remote Drum Level Indicator Datasheet/Drawings ¦ HRSG_CEMS Data Sheet/Drawings ¦ HRSG_SPEC. & DRAWING FOR SAFETY & RELIEF VALVE ¦ HRSG_SPEC. & DRAWING FOR STACK DAMPER ¦ HRSG_SPEC. & DRAWING FOR DEAERATOR, STORAGE TANK ¦ HRSG_SPEC. & DRAWING FOR CPH RECIRCULATION PUMP ¦ HRSG_Electric Actuator Specification & Drawing for Diverter & Guillotine Damper ¦ HRSG_Hoist Specification & Drawing for Diverter & Guillotine Damper ¦ HRSG_Fuel Gas Header Drawing for Duct Burner System ¦ HRSG_Ignition Gas Header Drawing for Duct Burner System ¦ HRSG_Cooling Air Header Drawing for Duct Burner System ¦ HRSG_Hazardous Area Classification Specification & Drawing for Duct Burner System ¦ HRSG_Manhole Cover for H.P Steam Drum ¦ HRSG_TYPICAL DRAWING FOR DRUM INSULATION ¦ HRSG_Power Distribution Panel Drawings ¦ HRSG_LP Drum Drawings ¦ HRSG_Spec. & Drawing of CEMS ¦ HRSG_HP Drum Drawings ¦ HRSG_Continuous Blowdown Tank Drawings ¦ HRSG_Atmospheric Blowdown Tank Drawings ¦ HRSG_Spec. & Drawing of Drain Pump ¦ HRSG_Spec. & Drawing of Exhaust Stack Damper ¦ HRSG_Spec. & Drawing of Deaerator ¦ HRSG_Spec. & Drawing of Hoist ¦ HRSG_Spec. & Drawing of Recirculation Pump ¦ HRSG_SPEC. & DRAWING FOR DESUPERHEATER ¦ HRSG_SPEC. & DRAWING FOR BLOW DOWN TANK ¦ HRSG_SPEC. & DRAWING FOR DEAERATOR ¦ HRSG_SPEC. & DRAWING FOR HOIST ¦ HRSG_SPEC. & DRAWING FOR RECIRCULATION PUMP ¦ HRSG_SPEC. & DRAWING FOR DIVERTER DAMPER ¦ HRSG_SPEC. & DRAWING FOR SCR ¦ AIG ARRAGEMENT DRAWING FOR HRSG SCR ¦ AMMONIA DISTRIBUTION HEADER DRAWING FOR HRSG SCR ¦ CATALYST DATA SHEET & DRAWING FOR HRSG SCR ¦ CATALYST BLOCK DRAWING FOR HRSG SCR ¦ EYE SHOWER DRAWING FOR HRSG SCR ¦ HRSG_SPEC. & DRAWING FOR CEMS ¦ HRSG_SPECIALTY DATA SHEET & DRAWING ¦ HRSG_MOV DATA SHEET & DRAWINGS ¦ HRSG LEVEL GAUGE DATA SHEET & DRAWINGS & CATALOG ¦ HRSG_REMOTE DRUM LEVEL INDICATOR DATASHEET/DRAWINGS CATALOG ¦ HRSG_ LOCAL GAUGE AND TEMPERATURE ELEMENT DATA SHEET&DRAWINGS &CATALOG ¦ HRSG_ LEVEL SWITCH DATA SHEET & DRAWINGS &CATALOG ¦ HRSG_ FLOW ELEMENT DATA SHEET & DRAWINGS &CATALOG ¦ HRSG_POWER DISTRIBUTION PANEL DRAWINGS ¦ HRSG_NAME PLATE DRAWING ¦ HRSG - SPECIALTY DRAWING FOR EXTERNAL PIPING ¦ [HRSG]_SPECIALTY DRAWING FOR EXTERNAL PIPING ¦ HRSG_SPECIALTY DRAWING FOR HRSG EXTERNAL PIPING ¦ HRSG_MANUAL VALVE LIST & DRAWINGS | Standardized safety/relief valve spec & drawing deliverable; included both HRSG and HRSG(V) references.
212 | HRSG Vendor Document List | Steam Drum Specification & Drawing | 6621 | Fadhili ¦ Grati ¦ Karabatan ¦ Turkistan ¦ Ukudu | T16182-YT02-P0LB-122094 ¦ T16182-YT01-P0LB-122095 ¦ T14211-7318-02-ME-H21-101 ¦ T14211-7318-02-ME-H21-102 ¦ T14211-7318-02-ME-E14-001 ¦ T14211-7318-02-ME-B16-211 ¦ T14211-7318-02-ME-B16-213 ¦ T16182-YD00-P0LB-122006 ¦ T16182-CN00-P0LB-122040 ¦ T16182-YD00-P0LB-122049 ¦ T16182-YD00-P0LB-122050 ¦ T16182-YT01-P0LB-122051 ¦ T16182-YD00-P0LB-122052 ¦ T16182-YD00-P0LB-122054 ¦ T16182-YD00-P0LB-122056 ¦ T16182-VN02-P0LB-122089 ¦ T16182-VN02-P0LB-122090 ¦ T16182-YS00-P0LB-122091 ¦ T16182-YT01-P0LB-122093 ¦ T16182-YT01-P0LB-122096 ¦ T16182-YT01-P0LB-122097 ¦ T16182-YT01-P0LB-122098 ¦ T16182-UE00-P0LB-122111 ¦ GRT-YD00-P1H-300035 ¦ GRT-YD00-P1H-300037 ¦ GRT-YD00-P1H-300039 ¦ GRT-YD00-P1H-300040 ¦ GRT-YT01-P1H-300059 ¦ GRT-YT01-P1H-300060 ¦ GRT-YT01-P1H-300061 ¦ GRT-YT01-P1H-300063 ¦ GRT-YT02-P1H-300065 ¦ GRT-YT01-P1H-300069 ¦ T14211-7318-02-ME-P05-101 ¦ T14211-7318-02-ME-P05-102 ¦ T14211-7318-02-ME-P05-103 ¦ T14211-7318-02-ME-H21-103 ¦ T14211-7318-02-ME-H21-104 ¦ T14211-7318-02-ME-H21-105 ¦ T14211-7318-02-ME-H21-106 ¦ T14211-7318-02-ME-B16-011 ¦ T14211-7318-02-ME-B16-021 ¦ T14211-7318-02-ME-B16-041 ¦ T14211-7318-02-ME-B16-071 ¦ T14211-7318-02-ME-B16-107 ¦ T14211-7318-02-ME-B16-108 ¦ T14211-7318-02-ME-B16-208 ¦ T14211-7318-02-ME-B16-209 ¦ T14211-7318-02-ME-B16-210 ¦ T14211-7318-02-ME-B16-237 ¦ T14211-7318-02-ME-B05-106 ¦ T14211-7318-02-ME-B05-108 ¦ T14211-7318-02-ME-H05-001 ¦ CCP-W-B114-02-ME-B05-0023 ¦ CCP-W-B114-02-ME-H21-0081 ¦ CCP-W-B114-02-ME-B05-0015 ¦ CCP-W-B114-02-ME-B05-0021 ¦ CCP-W-B114-02-ME-B05-0022 ¦ CCP-W-B114-02-ME-B16-0028 ¦ CCP-W-B114-02-ME-B16-0030 ¦ CCP-W-B114-02-ME-B16-0032 ¦ CCP-W-B114-02-ME-B05-0034 ¦ CCP-W-B114-02-ME-B16-0035 ¦ T16182-YK00-P0LB-122073 ¦ GRT-YK09-P1H-300049 ¦ T14211-7318-02-ME-P99-001 | HRSG - LOCAL INSTRUMENT DATASHEET & DRAWINGS ¦ HRSG - TRANSMITTER DATASHEET & DRAWINGS ¦ [DCR] Change HRSG Control valve drawings ¦ HRSG_Local Instrument Data Sheet/Drawings ¦ HRSG_Transmitter Data Sheet/Drawings ¦ HRSG_Power Distribution Panel and Junction Box Drawings ¦ HRSG_Instrument Air Header Drawing for Duct Burner System ¦ HRSG_I & C Architecture Drawing for Duct Burner System ¦ HRSG_SPEC. & DRAWING FOR VOC ANALYZER ¦ HRSG_CONTROL VALVE DATA SHEET & DRAWINGS ¦ HRSG_ TRANSMITTER DATA SHEET & DRAWINGS &CATALOG ¦ HRSG_JUNCTION BOX & INSTRUMENT RACK DRAWING ¦ HRSG - SPEC. & DRAWING FOR HOIST ¦ HRSG - HAZARDOUS AREA CLASSIFICATION SPECIFICATION & DRAWING FOR DUCT BURNER SYSTEM ¦ HRSG - SPEC. & DRAWING FOR STEAM DRUM ¦ HRSG - SPEC. & DRAWING FOR BLOWDOWN PUMP ¦ HRSG - SPEC. & DRAWING FOR SAFETY & RELIEF VALVE ¦ HRSG - SPEC. & DRAWING FOR STACK DAMPER ¦ HRSG - SPEC. & DRAWING FOR DEAERATOR & STORAGE TANK ¦ HRSG - POWER DISTRIBUTION PANEL DRAWINGS ¦ HRSG - MOV DATASHEET & DRAWINGS ¦ HRSG - CV DATASHEET & DRAWINGS ¦ HRSG - DESH. DATASHEET & DRAWINGS ¦ HRSG - CEMS DATASHEET & DRAWINGS ¦ HRSG - DRUM LEVEL GAUGE DATASHEET & DRAWINGS ¦ HRSG - FLOW ELEMENT DATASHEET & DRAWINGS ¦ HRSG - REMOTE DRUM LEVEL INDICATOR DATASHEET & DRAWINGS ¦ HRSG – PERPENDICULAR BAFFLE AND TIE PLATE ASSY DRAWINGS ¦ [HRSG]_SPEC. & DRAWING FOR STEAM DRUM ¦ [HRSG]_POWER DISTRIBUTION PANEL DRAWINGS ¦ [HRSG]_SPEC. & DRAWING FOR SAFETY & RELIEF VALVE ¦ [HRSG]_SPEC. & DRAWING FOR STACK DAMPER ¦ [HRSG]_MOV DATASHEET & DRAWINGS ¦ [HRSG]_CV DATASHEET & DRAWINGS ¦ [HRSG]_DESH. DATASHEET & DRAWINGS ¦ [HRSG]_CEMS DATASHEET & DRAWINGS ¦ [HRSG]_REMOTE DRUM LEVEL INDICATOR DATASHEET & DRAWINGS ¦ [HRSG]_ SPEC. & DRAWING FOR PREHEATER RECIRCULATION PUMP ¦ HRSG_MOV Data Sheet/Drawings ¦ HRSG_CV Data Sheet/Drawings ¦ HRSG_Desh. Data Sheet/Drawings ¦ HRSG_Drum Level Gauge Data Sheet/Drawings ¦ HRSG_Flow Element Data Sheet/Drawings ¦ HRSG_Remote Drum Level Indicator Datasheet/Drawings ¦ HRSG_CEMS Data Sheet/Drawings ¦ HRSG_SPEC. & DRAWING FOR SAFETY & RELIEF VALVE ¦ HRSG_SPEC. & DRAWING FOR STACK DAMPER ¦ HRSG_SPEC. & DRAWING FOR DEAERATOR, STORAGE TANK ¦ HRSG_SPEC. & DRAWING FOR CPH RECIRCULATION PUMP ¦ HRSG_Electric Actuator Specification & Drawing for Diverter & Guillotine Damper ¦ HRSG_Hoist Specification & Drawing for Diverter & Guillotine Damper ¦ HRSG_Fuel Gas Header Drawing for Duct Burner System ¦ HRSG_Ignition Gas Header Drawing for Duct Burner System ¦ HRSG_Cooling Air Header Drawing for Duct Burner System ¦ HRSG_Hazardous Area Classification Specification & Drawing for Duct Burner System ¦ HRSG_Manhole Cover for H.P Steam Drum ¦ HRSG_TYPICAL DRAWING FOR DRUM INSULATION ¦ HRSG_Power Distribution Panel Drawings ¦ HRSG_LP Drum Drawings ¦ HRSG_Spec. & Drawing of CEMS ¦ HRSG_HP Drum Drawings ¦ HRSG_Continuous Blowdown Tank Drawings ¦ HRSG_Atmospheric Blowdown Tank Drawings ¦ HRSG_Spec. & Drawing of Drain Pump ¦ HRSG_Spec. & Drawing of Exhaust Stack Damper ¦ HRSG_Spec. & Drawing of Deaerator ¦ HRSG_Spec. & Drawing of Hoist ¦ HRSG_Spec. & Drawing of Recirculation Pump ¦ HRSG_SPEC. & DRAWING FOR DESUPERHEATER ¦ HRSG_SPEC. & DRAWING FOR BLOW DOWN TANK ¦ HRSG_SPEC. & DRAWING FOR DEAERATOR ¦ HRSG_SPEC. & DRAWING FOR HOIST ¦ HRSG_SPEC. & DRAWING FOR RECIRCULATION PUMP ¦ HRSG_SPEC. & DRAWING FOR DIVERTER DAMPER ¦ HRSG_SPEC. & DRAWING FOR SCR ¦ AIG ARRAGEMENT DRAWING FOR HRSG SCR ¦ AMMONIA DISTRIBUTION HEADER DRAWING FOR HRSG SCR ¦ CATALYST DATA SHEET & DRAWING FOR HRSG SCR ¦ CATALYST BLOCK DRAWING FOR HRSG SCR ¦ EYE SHOWER DRAWING FOR HRSG SCR ¦ HRSG_SPEC. & DRAWING FOR CEMS ¦ HRSG_SPECIALTY DATA SHEET & DRAWING ¦ HRSG_MOV DATA SHEET & DRAWINGS ¦ HRSG LEVEL GAUGE DATA SHEET & DRAWINGS & CATALOG ¦ HRSG_REMOTE DRUM LEVEL INDICATOR DATASHEET/DRAWINGS CATALOG ¦ HRSG_ LOCAL GAUGE AND TEMPERATURE ELEMENT DATA SHEET&DRAWINGS &CATALOG ¦ HRSG_ LEVEL SWITCH DATA SHEET & DRAWINGS &CATALOG ¦ HRSG_ FLOW ELEMENT DATA SHEET & DRAWINGS &CATALOG ¦ HRSG_POWER DISTRIBUTION PANEL DRAWINGS ¦ HRSG_NAME PLATE DRAWING ¦ HRSG - SPECIALTY DRAWING FOR EXTERNAL PIPING ¦ [HRSG]_SPECIALTY DRAWING FOR EXTERNAL PIPING ¦ HRSG_SPECIALTY DRAWING FOR HRSG EXTERNAL PIPING ¦ HRSG_MANUAL VALVE LIST & DRAWINGS | Captured explicit steam drum spec & drawing deliverable.
213 | HRSG Vendor Document List | MOV Data Sheets & Drawings | 5575 | R&N | SAU4005-G011-HYA-&ELB-04932 ¦ SAU4005-G011-HYA-&EEC-04944 ¦ SAU4005-G011-HYA-&EDA-04896 ¦ SAU4005-G011-HYA-&EFC-04926 ¦ SAU4005-G011-HNY-&MDA-04963 ¦ SAU4005-G011-HNY-&MDA-04984 ¦ SAU4005-G011-HNE-&EDA-04993 ¦ SAU4005-G011-HHA-&MDA-05005 ¦ SAU4005-G011-HHA-&MLU-05020 ¦ SAU4005-G011-HAA-&MLU-04826 ¦ SAU4005-G011-HAX-&MDA-04837 ¦ SAU4005-G011-LCQ-&MDA-04838 ¦ SAU4005-G011-LBF-&MDA-04839 ¦ SAU4005-G011-HNE-&MDA-04840 ¦ SAU4005-G011-HAA-&MLU-04842 ¦ SAU4005-G011-HAY-&MDA-04844 ¦ SAU4005-G011-H__-&MDB-04850 ¦ SAU4005-G011-H__-&MDB-04851 ¦ SAU4005-G011-SMH-&MDA-04853 ¦ SAU4005-G011-LCP-&MDA-04854 ¦ SAU4005-G011-H__-&MTB-04856 ¦ SAU4005-G011-HYA-&EDA-04895 ¦ SAU4005-G011-HYA-&EDA-04898 ¦ SAU4005-G011-HYA-&EDA-04903 ¦ SAU4005-G011-HNE-&EDA-04929 ¦ SAU4005-G011-HYA-&EEC-04942 ¦ SAU4005-G011-HNY-&MDA-04964 ¦ SAU4005-G011-HNY-&MLU-04968 ¦ SAU4005-G011-HNY-&MLU-04970 ¦ SAU4005-G011-HNY-&MDA-04978 ¦ SAU4005-G011-HNY-&MDA-04985 ¦ SAU4005-G011-HNY-&MDA-04992 ¦ SAU4005-G011-HHA-&MDA-05021 ¦ SAU4005-G011-HHA-&MDA-05031 ¦ SAU4005-G011-HHA-&MDA-05032 ¦ SAU4005-G011-HHA-&MDA-05033 ¦ SAU4005-G011-HHA-&MDA-05034 ¦ SAU4005-G011-HNY-&MLU-05129 ¦ SAU4005-G011-HNY-&MLU-05133 ¦ SAU4005-G011-HNY-&MDA-05147 ¦ SAU4005-G011-HA_-&MPA-04880 ¦ SAU4005-G011-HNY-&MLU-05131 | HRSG(V) - Nozzle Orientation and Cable Route Drawing for CEMS ¦ HRSG(V) - Lighting and Small Power Distribution Panel Drawings ¦ HRSG(V) - Control Valve Data Sheet/Drawings ¦ HRSG(V) - PLC HMI Drawing for Diverter Damper ¦ HRSG(V) - Control Valve Data Sheet & Drawings for SCR ¦ HRSG(V) - Junction Box Drawing for SCR ¦ HRSG(V) - SPEC. & Drawing of Analyzer for SCR ¦ HRSG(V) - Control Valve Data Sheet & Drawings for Duct Burner ¦ HRSG(V) - Junction Box Drawing for Duct Burner ¦ HRSG(V) - Typical Drawing for Drum Insulation ¦ HRSG(V) - Desuperheater Data Sheet & Drawings ¦ HRSG(V) - Spec. & Drawing for Blowdown Tank Pump ¦ HRSG(V) - Spec. & Drawing for Safety & Relief Valve ¦ HRSG(V) - Spec. & Drawing for Stack Damper ¦ HRSG(V) - Spec. & Drawing for Deaerator ¦ HRSG(V) - Spec. & Drawing for Boiler Stress Evaluator System ¦ HRSG(V) - HPU Specification & Drawing for Diverter & Guillotine Damper ¦ HRSG(V) - Hoist Specification & Drawing for Diverter & Guillotine Damper ¦ HRSG(V) - Spec. & Drawing for Hoist ¦ HRSG(V) - Spec. & Drawing for Recirculation Pump ¦ HRSG(V) - Name Plate Drawing ¦ HRSG(V) - MOV Data Sheet/Drawings ¦ HRSG(V) - Drum Level Gauge Datasheet/Drawings ¦ HRSG(V) - Remote Drum Level Indicator Datasheet/Drawings ¦ HRSG(V) - SPEC. & Drawing for CEMS ¦ HRSG(V) - Power Distribution Panel Drawings ¦ HRSG(V) - Catalyst Data Sheet & Drawings for SCR ¦ HRSG(V) - Dilution Tank Drawing for SCR ¦ HRSG(V) - Ammonia Distribution Header Drawing ¦ HRSG(V) - SPECIAL ITEM LIST AND DRAWING FOR SCR ¦ HRSG(V) - Local Panel Drawing for SCR ¦ HRSG(V) - Valve Drawing for SCR ¦ HRSG(V) - Local Panel / Control Panel Drawing for Duct Burner ¦ HRSG(V) - Valve Drawing for Duct Burner ¦ HRSG(V) - SPEC. & Drawing of Flame Scanner for Duct Burner ¦ HRSG(V) - SPEC. & Drawing of Ignition Burner for Duct Burner ¦ HRSG(V) - Hazardous Area Classification Specification & Drawing for Duct Burner ¦ HRSG(V) - Measurement Socket Drawing for SCR ¦ HRSG(V) - Equipment Insulation Drawing for SCR ¦ HRSG(V) – Hot Gas Circulation Fan VFD Drawing for SCR ¦ HRSG(V) - Specialty List and Drawing for HRSG Piping ¦ HRSG(V) - Piping Insulation Drawing for SCR | Merged MOV datasheet/drawing references and MOV list context into a standard MOV datasheet/drawing deliverable.
213 | HRSG Vendor Document List | MOV Data Sheets & Drawings | 6621 | Fadhili ¦ Grati ¦ Karabatan ¦ Turkistan ¦ Ukudu | T16182-YT02-P0LB-122094 ¦ T16182-YT01-P0LB-122095 ¦ T14211-7318-02-ME-H21-101 ¦ T14211-7318-02-ME-H21-102 ¦ T14211-7318-02-ME-E14-001 ¦ T14211-7318-02-ME-B16-211 ¦ T14211-7318-02-ME-B16-213 ¦ T16182-YD00-P0LB-122006 ¦ T16182-CN00-P0LB-122040 ¦ T16182-YD00-P0LB-122049 ¦ T16182-YD00-P0LB-122050 ¦ T16182-YT01-P0LB-122051 ¦ T16182-YD00-P0LB-122052 ¦ T16182-YD00-P0LB-122054 ¦ T16182-YD00-P0LB-122056 ¦ T16182-VN02-P0LB-122089 ¦ T16182-VN02-P0LB-122090 ¦ T16182-YS00-P0LB-122091 ¦ T16182-YT01-P0LB-122093 ¦ T16182-YT01-P0LB-122096 ¦ T16182-YT01-P0LB-122097 ¦ T16182-YT01-P0LB-122098 ¦ T16182-UE00-P0LB-122111 ¦ GRT-YD00-P1H-300035 ¦ GRT-YD00-P1H-300037 ¦ GRT-YD00-P1H-300039 ¦ GRT-YD00-P1H-300040 ¦ GRT-YT01-P1H-300059 ¦ GRT-YT01-P1H-300060 ¦ GRT-YT01-P1H-300061 ¦ GRT-YT01-P1H-300063 ¦ GRT-YT02-P1H-300065 ¦ GRT-YT01-P1H-300069 ¦ T14211-7318-02-ME-P05-101 ¦ T14211-7318-02-ME-P05-102 ¦ T14211-7318-02-ME-P05-103 ¦ T14211-7318-02-ME-H21-103 ¦ T14211-7318-02-ME-H21-104 ¦ T14211-7318-02-ME-H21-105 ¦ T14211-7318-02-ME-H21-106 ¦ T14211-7318-02-ME-B16-011 ¦ T14211-7318-02-ME-B16-021 ¦ T14211-7318-02-ME-B16-041 ¦ T14211-7318-02-ME-B16-071 ¦ T14211-7318-02-ME-B16-107 ¦ T14211-7318-02-ME-B16-108 ¦ T14211-7318-02-ME-B16-208 ¦ T14211-7318-02-ME-B16-209 ¦ T14211-7318-02-ME-B16-210 ¦ T14211-7318-02-ME-B16-237 ¦ T14211-7318-02-ME-B05-106 ¦ T14211-7318-02-ME-B05-108 ¦ T14211-7318-02-ME-H05-001 ¦ CCP-W-B114-02-ME-B05-0023 ¦ CCP-W-B114-02-ME-H21-0081 ¦ CCP-W-B114-02-ME-B05-0015 ¦ CCP-W-B114-02-ME-B05-0021 ¦ CCP-W-B114-02-ME-B05-0022 ¦ CCP-W-B114-02-ME-B16-0028 ¦ CCP-W-B114-02-ME-B16-0030 ¦ CCP-W-B114-02-ME-B16-0032 ¦ CCP-W-B114-02-ME-B05-0034 ¦ CCP-W-B114-02-ME-B16-0035 ¦ T16182-YK00-P0LB-122073 ¦ GRT-YK09-P1H-300049 ¦ T14211-7318-02-ME-P99-001 | HRSG - LOCAL INSTRUMENT DATASHEET & DRAWINGS ¦ HRSG - TRANSMITTER DATASHEET & DRAWINGS ¦ [DCR] Change HRSG Control valve drawings ¦ HRSG_Local Instrument Data Sheet/Drawings ¦ HRSG_Transmitter Data Sheet/Drawings ¦ HRSG_Power Distribution Panel and Junction Box Drawings ¦ HRSG_Instrument Air Header Drawing for Duct Burner System ¦ HRSG_I & C Architecture Drawing for Duct Burner System ¦ HRSG_SPEC. & DRAWING FOR VOC ANALYZER ¦ HRSG_CONTROL VALVE DATA SHEET & DRAWINGS ¦ HRSG_ TRANSMITTER DATA SHEET & DRAWINGS &CATALOG ¦ HRSG_JUNCTION BOX & INSTRUMENT RACK DRAWING ¦ HRSG - SPEC. & DRAWING FOR HOIST ¦ HRSG - HAZARDOUS AREA CLASSIFICATION SPECIFICATION & DRAWING FOR DUCT BURNER SYSTEM ¦ HRSG - SPEC. & DRAWING FOR STEAM DRUM ¦ HRSG - SPEC. & DRAWING FOR BLOWDOWN PUMP ¦ HRSG - SPEC. & DRAWING FOR SAFETY & RELIEF VALVE ¦ HRSG - SPEC. & DRAWING FOR STACK DAMPER ¦ HRSG - SPEC. & DRAWING FOR DEAERATOR & STORAGE TANK ¦ HRSG - POWER DISTRIBUTION PANEL DRAWINGS ¦ HRSG - MOV DATASHEET & DRAWINGS ¦ HRSG - CV DATASHEET & DRAWINGS ¦ HRSG - DESH. DATASHEET & DRAWINGS ¦ HRSG - CEMS DATASHEET & DRAWINGS ¦ HRSG - DRUM LEVEL GAUGE DATASHEET & DRAWINGS ¦ HRSG - FLOW ELEMENT DATASHEET & DRAWINGS ¦ HRSG - REMOTE DRUM LEVEL INDICATOR DATASHEET & DRAWINGS ¦ HRSG – PERPENDICULAR BAFFLE AND TIE PLATE ASSY DRAWINGS ¦ [HRSG]_SPEC. & DRAWING FOR STEAM DRUM ¦ [HRSG]_POWER DISTRIBUTION PANEL DRAWINGS ¦ [HRSG]_SPEC. & DRAWING FOR SAFETY & RELIEF VALVE ¦ [HRSG]_SPEC. & DRAWING FOR STACK DAMPER ¦ [HRSG]_MOV DATASHEET & DRAWINGS ¦ [HRSG]_CV DATASHEET & DRAWINGS ¦ [HRSG]_DESH. DATASHEET & DRAWINGS ¦ [HRSG]_CEMS DATASHEET & DRAWINGS ¦ [HRSG]_REMOTE DRUM LEVEL INDICATOR DATASHEET & DRAWINGS ¦ [HRSG]_ SPEC. & DRAWING FOR PREHEATER RECIRCULATION PUMP ¦ HRSG_MOV Data Sheet/Drawings ¦ HRSG_CV Data Sheet/Drawings ¦ HRSG_Desh. Data Sheet/Drawings ¦ HRSG_Drum Level Gauge Data Sheet/Drawings ¦ HRSG_Flow Element Data Sheet/Drawings ¦ HRSG_Remote Drum Level Indicator Datasheet/Drawings ¦ HRSG_CEMS Data Sheet/Drawings ¦ HRSG_SPEC. & DRAWING FOR SAFETY & RELIEF VALVE ¦ HRSG_SPEC. & DRAWING FOR STACK DAMPER ¦ HRSG_SPEC. & DRAWING FOR DEAERATOR, STORAGE TANK ¦ HRSG_SPEC. & DRAWING FOR CPH RECIRCULATION PUMP ¦ HRSG_Electric Actuator Specification & Drawing for Diverter & Guillotine Damper ¦ HRSG_Hoist Specification & Drawing for Diverter & Guillotine Damper ¦ HRSG_Fuel Gas Header Drawing for Duct Burner System ¦ HRSG_Ignition Gas Header Drawing for Duct Burner System ¦ HRSG_Cooling Air Header Drawing for Duct Burner System ¦ HRSG_Hazardous Area Classification Specification & Drawing for Duct Burner System ¦ HRSG_Manhole Cover for H.P Steam Drum ¦ HRSG_TYPICAL DRAWING FOR DRUM INSULATION ¦ HRSG_Power Distribution Panel Drawings ¦ HRSG_LP Drum Drawings ¦ HRSG_Spec. & Drawing of CEMS ¦ HRSG_HP Drum Drawings ¦ HRSG_Continuous Blowdown Tank Drawings ¦ HRSG_Atmospheric Blowdown Tank Drawings ¦ HRSG_Spec. & Drawing of Drain Pump ¦ HRSG_Spec. & Drawing of Exhaust Stack Damper ¦ HRSG_Spec. & Drawing of Deaerator ¦ HRSG_Spec. & Drawing of Hoist ¦ HRSG_Spec. & Drawing of Recirculation Pump ¦ HRSG_SPEC. & DRAWING FOR DESUPERHEATER ¦ HRSG_SPEC. & DRAWING FOR BLOW DOWN TANK ¦ HRSG_SPEC. & DRAWING FOR DEAERATOR ¦ HRSG_SPEC. & DRAWING FOR HOIST ¦ HRSG_SPEC. & DRAWING FOR RECIRCULATION PUMP ¦ HRSG_SPEC. & DRAWING FOR DIVERTER DAMPER ¦ HRSG_SPEC. & DRAWING FOR SCR ¦ AIG ARRAGEMENT DRAWING FOR HRSG SCR ¦ AMMONIA DISTRIBUTION HEADER DRAWING FOR HRSG SCR ¦ CATALYST DATA SHEET & DRAWING FOR HRSG SCR ¦ CATALYST BLOCK DRAWING FOR HRSG SCR ¦ EYE SHOWER DRAWING FOR HRSG SCR ¦ HRSG_SPEC. & DRAWING FOR CEMS ¦ HRSG_SPECIALTY DATA SHEET & DRAWING ¦ HRSG_MOV DATA SHEET & DRAWINGS ¦ HRSG LEVEL GAUGE DATA SHEET & DRAWINGS & CATALOG ¦ HRSG_REMOTE DRUM LEVEL INDICATOR DATASHEET/DRAWINGS CATALOG ¦ HRSG_ LOCAL GAUGE AND TEMPERATURE ELEMENT DATA SHEET&DRAWINGS &CATALOG ¦ HRSG_ LEVEL SWITCH DATA SHEET & DRAWINGS &CATALOG ¦ HRSG_ FLOW ELEMENT DATA SHEET & DRAWINGS &CATALOG ¦ HRSG_POWER DISTRIBUTION PANEL DRAWINGS ¦ HRSG_NAME PLATE DRAWING ¦ HRSG - SPECIALTY DRAWING FOR EXTERNAL PIPING ¦ [HRSG]_SPECIALTY DRAWING FOR EXTERNAL PIPING ¦ HRSG_SPECIALTY DRAWING FOR HRSG EXTERNAL PIPING ¦ HRSG_MANUAL VALVE LIST & DRAWINGS | Merged MOV datasheet/drawing references and MOV list context into a standard MOV datasheet/drawing deliverable.
213 | HRSG Vendor Document List | MOV Data Sheets & Drawings | 5698 | R&N | SAU4005-G011-HYA-&EPC-04939 ¦ SAU4005-G011-HNY-&MDA-04960 ¦ SAU4005-G011-HHA-&MDA-05002 ¦ SAU4005-G011-HNE-&EPC-05106 ¦ SAU4005-G011-HNE-&EPA-05112 ¦ SAU4005-G011-HYA-&EPC-04892 ¦ SAU4005-G011-HYA-&EFP-04906 ¦ SAU4005-G011-HYA-&EDA-04919 ¦ SAU4005-G011-HYA-&EDA-04925 ¦ SAU4005-G011-HNY-&MDA-04976 ¦ SAU4005-G011-HHA-&MDA-05015 ¦ SAU4005-G011-HAN-&MLU-04830 ¦ SAU4005-G011-HA_-&MPD-04883 ¦ SAU4005-G011-HA_-&MPL-04885 ¦ SAU4005-G011-HYA-&EDA-04890 ¦ SAU4005-G011-HYA-&EFP-04907 ¦ SAU4005-G011-HYA-&EEC-04908 ¦ SAU4005-G011-HYA-&EFQ-04921 ¦ SAU4005-G011-HYA-&EFQ-04936 ¦ SAU4005-G011-HNY-&MFQ-04958 ¦ SAU4005-G011-HNY-&MDA-04982 ¦ SAU4005-G011-HNY-&MDA-04998 ¦ SAU4005-G011-HHA-&MFQ-05000 ¦ SAU4005-G011-HHA-&MDA-05019 ¦ SAU4005-G011-HHA-&MDA-05026 ¦ SAU4005-G011-HHA-&MDA-05029 ¦ SAU4005-G011-___-&BAB-05068 ¦ SAU4005-G011-HHA-&MDA-05096 ¦ SAU4005-G011-HNE-&EFP-05115 ¦ SAU4005-G011-HYA-&EDA-04891 ¦ SAU4005-G011-HYA-&EDA-04918 ¦ SAU4005-G011-HNY-&MDA-04991 ¦ SAU4005-G011-HHA-&MDA-05030 | HRSG(V) - Electrical Load List ¦ HRSG(V) - Cable List for SCR ¦ HRSG(V) - Cable List for Duct Burner ¦ HRSG(V) - CEMS Electrical Load List ¦ HRSG(V) - CEMS Cable list ¦ HRSG(V) - Instrument List ¦ HRSG(V) - DCS I/O List ¦ HRSG(V) - Instrument List for Diverter & Guillotine Damper ¦ HRSG(V) - PLC I/O List for Diverter Damper (include Datalink IO list) ¦ HRSG(V) - Instrument List for SCR ¦ HRSG(V) - Instrument List for Duct Burner ¦ HRSG(V) - Vent & Drain Line (Module /Field weld) ¦ HRSG(V) - Line List ¦ HRSG(V) - Terminal Point List ¦ HRSG(V) - MOV List ¦ HRSG(V) - Alarm Set Point List ¦ HRSG(V) - Utility Consumption List ¦ HRSG(V) - Alarm and Trip Setting List for Diverter & Guillotine Damper ¦ HRSG(V) - Alarm and Trip Setting List for for CEMS ¦ HRSG(V) - Alarm and Trip Setting List for SCR ¦ HRSG(V) - Line List for SCR ¦ HRSG(V) - I/O List for SCR ¦ HRSG(V) - Alarm and Trip Setting List for Duct Burner ¦ HRSG(V) - Line List for Duct Burner ¦ HRSG(V) - BMS Communication List ¦ HRSG(V) - I/O List for DUCT BURNER ¦ HRSG(V) - Equipment List ¦ HRSG(V) - BMS IO List ¦ HRSG(V) - CEMS I/O Signals exchange List ¦ HRSG(V) - Control Valve List ¦ HRSG(V) - Valve List for Diverter & Guillotine Damper ¦ HRSG(V) - Valve List for SCR ¦ HRSG(V) - Valve List for Duct Burner | Merged MOV datasheet/drawing references and MOV list context into a standard MOV datasheet/drawing deliverable.
214 | HRSG Vendor Document List | Flow Element Data Sheets & Drawings | 6621 | Fadhili ¦ Grati ¦ Karabatan ¦ Turkistan ¦ Ukudu | T16182-YT02-P0LB-122094 ¦ T16182-YT01-P0LB-122095 ¦ T14211-7318-02-ME-H21-101 ¦ T14211-7318-02-ME-H21-102 ¦ T14211-7318-02-ME-E14-001 ¦ T14211-7318-02-ME-B16-211 ¦ T14211-7318-02-ME-B16-213 ¦ T16182-YD00-P0LB-122006 ¦ T16182-CN00-P0LB-122040 ¦ T16182-YD00-P0LB-122049 ¦ T16182-YD00-P0LB-122050 ¦ T16182-YT01-P0LB-122051 ¦ T16182-YD00-P0LB-122052 ¦ T16182-YD00-P0LB-122054 ¦ T16182-YD00-P0LB-122056 ¦ T16182-VN02-P0LB-122089 ¦ T16182-VN02-P0LB-122090 ¦ T16182-YS00-P0LB-122091 ¦ T16182-YT01-P0LB-122093 ¦ T16182-YT01-P0LB-122096 ¦ T16182-YT01-P0LB-122097 ¦ T16182-YT01-P0LB-122098 ¦ T16182-UE00-P0LB-122111 ¦ GRT-YD00-P1H-300035 ¦ GRT-YD00-P1H-300037 ¦ GRT-YD00-P1H-300039 ¦ GRT-YD00-P1H-300040 ¦ GRT-YT01-P1H-300059 ¦ GRT-YT01-P1H-300060 ¦ GRT-YT01-P1H-300061 ¦ GRT-YT01-P1H-300063 ¦ GRT-YT02-P1H-300065 ¦ GRT-YT01-P1H-300069 ¦ T14211-7318-02-ME-P05-101 ¦ T14211-7318-02-ME-P05-102 ¦ T14211-7318-02-ME-P05-103 ¦ T14211-7318-02-ME-H21-103 ¦ T14211-7318-02-ME-H21-104 ¦ T14211-7318-02-ME-H21-105 ¦ T14211-7318-02-ME-H21-106 ¦ T14211-7318-02-ME-B16-011 ¦ T14211-7318-02-ME-B16-021 ¦ T14211-7318-02-ME-B16-041 ¦ T14211-7318-02-ME-B16-071 ¦ T14211-7318-02-ME-B16-107 ¦ T14211-7318-02-ME-B16-108 ¦ T14211-7318-02-ME-B16-208 ¦ T14211-7318-02-ME-B16-209 ¦ T14211-7318-02-ME-B16-210 ¦ T14211-7318-02-ME-B16-237 ¦ T14211-7318-02-ME-B05-106 ¦ T14211-7318-02-ME-B05-108 ¦ T14211-7318-02-ME-H05-001 ¦ CCP-W-B114-02-ME-B05-0023 ¦ CCP-W-B114-02-ME-H21-0081 ¦ CCP-W-B114-02-ME-B05-0015 ¦ CCP-W-B114-02-ME-B05-0021 ¦ CCP-W-B114-02-ME-B05-0022 ¦ CCP-W-B114-02-ME-B16-0028 ¦ CCP-W-B114-02-ME-B16-0030 ¦ CCP-W-B114-02-ME-B16-0032 ¦ CCP-W-B114-02-ME-B05-0034 ¦ CCP-W-B114-02-ME-B16-0035 ¦ T16182-YK00-P0LB-122073 ¦ GRT-YK09-P1H-300049 ¦ T14211-7318-02-ME-P99-001 | HRSG - LOCAL INSTRUMENT DATASHEET & DRAWINGS ¦ HRSG - TRANSMITTER DATASHEET & DRAWINGS ¦ [DCR] Change HRSG Control valve drawings ¦ HRSG_Local Instrument Data Sheet/Drawings ¦ HRSG_Transmitter Data Sheet/Drawings ¦ HRSG_Power Distribution Panel and Junction Box Drawings ¦ HRSG_Instrument Air Header Drawing for Duct Burner System ¦ HRSG_I & C Architecture Drawing for Duct Burner System ¦ HRSG_SPEC. & DRAWING FOR VOC ANALYZER ¦ HRSG_CONTROL VALVE DATA SHEET & DRAWINGS ¦ HRSG_ TRANSMITTER DATA SHEET & DRAWINGS &CATALOG ¦ HRSG_JUNCTION BOX & INSTRUMENT RACK DRAWING ¦ HRSG - SPEC. & DRAWING FOR HOIST ¦ HRSG - HAZARDOUS AREA CLASSIFICATION SPECIFICATION & DRAWING FOR DUCT BURNER SYSTEM ¦ HRSG - SPEC. & DRAWING FOR STEAM DRUM ¦ HRSG - SPEC. & DRAWING FOR BLOWDOWN PUMP ¦ HRSG - SPEC. & DRAWING FOR SAFETY & RELIEF VALVE ¦ HRSG - SPEC. & DRAWING FOR STACK DAMPER ¦ HRSG - SPEC. & DRAWING FOR DEAERATOR & STORAGE TANK ¦ HRSG - POWER DISTRIBUTION PANEL DRAWINGS ¦ HRSG - MOV DATASHEET & DRAWINGS ¦ HRSG - CV DATASHEET & DRAWINGS ¦ HRSG - DESH. DATASHEET & DRAWINGS ¦ HRSG - CEMS DATASHEET & DRAWINGS ¦ HRSG - DRUM LEVEL GAUGE DATASHEET & DRAWINGS ¦ HRSG - FLOW ELEMENT DATASHEET & DRAWINGS ¦ HRSG - REMOTE DRUM LEVEL INDICATOR DATASHEET & DRAWINGS ¦ HRSG – PERPENDICULAR BAFFLE AND TIE PLATE ASSY DRAWINGS ¦ [HRSG]_SPEC. & DRAWING FOR STEAM DRUM ¦ [HRSG]_POWER DISTRIBUTION PANEL DRAWINGS ¦ [HRSG]_SPEC. & DRAWING FOR SAFETY & RELIEF VALVE ¦ [HRSG]_SPEC. & DRAWING FOR STACK DAMPER ¦ [HRSG]_MOV DATASHEET & DRAWINGS ¦ [HRSG]_CV DATASHEET & DRAWINGS ¦ [HRSG]_DESH. DATASHEET & DRAWINGS ¦ [HRSG]_CEMS DATASHEET & DRAWINGS ¦ [HRSG]_REMOTE DRUM LEVEL INDICATOR DATASHEET & DRAWINGS ¦ [HRSG]_ SPEC. & DRAWING FOR PREHEATER RECIRCULATION PUMP ¦ HRSG_MOV Data Sheet/Drawings ¦ HRSG_CV Data Sheet/Drawings ¦ HRSG_Desh. Data Sheet/Drawings ¦ HRSG_Drum Level Gauge Data Sheet/Drawings ¦ HRSG_Flow Element Data Sheet/Drawings ¦ HRSG_Remote Drum Level Indicator Datasheet/Drawings ¦ HRSG_CEMS Data Sheet/Drawings ¦ HRSG_SPEC. & DRAWING FOR SAFETY & RELIEF VALVE ¦ HRSG_SPEC. & DRAWING FOR STACK DAMPER ¦ HRSG_SPEC. & DRAWING FOR DEAERATOR, STORAGE TANK ¦ HRSG_SPEC. & DRAWING FOR CPH RECIRCULATION PUMP ¦ HRSG_Electric Actuator Specification & Drawing for Diverter & Guillotine Damper ¦ HRSG_Hoist Specification & Drawing for Diverter & Guillotine Damper ¦ HRSG_Fuel Gas Header Drawing for Duct Burner System ¦ HRSG_Ignition Gas Header Drawing for Duct Burner System ¦ HRSG_Cooling Air Header Drawing for Duct Burner System ¦ HRSG_Hazardous Area Classification Specification & Drawing for Duct Burner System ¦ HRSG_Manhole Cover for H.P Steam Drum ¦ HRSG_TYPICAL DRAWING FOR DRUM INSULATION ¦ HRSG_Power Distribution Panel Drawings ¦ HRSG_LP Drum Drawings ¦ HRSG_Spec. & Drawing of CEMS ¦ HRSG_HP Drum Drawings ¦ HRSG_Continuous Blowdown Tank Drawings ¦ HRSG_Atmospheric Blowdown Tank Drawings ¦ HRSG_Spec. & Drawing of Drain Pump ¦ HRSG_Spec. & Drawing of Exhaust Stack Damper ¦ HRSG_Spec. & Drawing of Deaerator ¦ HRSG_Spec. & Drawing of Hoist ¦ HRSG_Spec. & Drawing of Recirculation Pump ¦ HRSG_SPEC. & DRAWING FOR DESUPERHEATER ¦ HRSG_SPEC. & DRAWING FOR BLOW DOWN TANK ¦ HRSG_SPEC. & DRAWING FOR DEAERATOR ¦ HRSG_SPEC. & DRAWING FOR HOIST ¦ HRSG_SPEC. & DRAWING FOR RECIRCULATION PUMP ¦ HRSG_SPEC. & DRAWING FOR DIVERTER DAMPER ¦ HRSG_SPEC. & DRAWING FOR SCR ¦ AIG ARRAGEMENT DRAWING FOR HRSG SCR ¦ AMMONIA DISTRIBUTION HEADER DRAWING FOR HRSG SCR ¦ CATALYST DATA SHEET & DRAWING FOR HRSG SCR ¦ CATALYST BLOCK DRAWING FOR HRSG SCR ¦ EYE SHOWER DRAWING FOR HRSG SCR ¦ HRSG_SPEC. & DRAWING FOR CEMS ¦ HRSG_SPECIALTY DATA SHEET & DRAWING ¦ HRSG_MOV DATA SHEET & DRAWINGS ¦ HRSG LEVEL GAUGE DATA SHEET & DRAWINGS & CATALOG ¦ HRSG_REMOTE DRUM LEVEL INDICATOR DATASHEET/DRAWINGS CATALOG ¦ HRSG_ LOCAL GAUGE AND TEMPERATURE ELEMENT DATA SHEET&DRAWINGS &CATALOG ¦ HRSG_ LEVEL SWITCH DATA SHEET & DRAWINGS &CATALOG ¦ HRSG_ FLOW ELEMENT DATA SHEET & DRAWINGS &CATALOG ¦ HRSG_POWER DISTRIBUTION PANEL DRAWINGS ¦ HRSG_NAME PLATE DRAWING ¦ HRSG - SPECIALTY DRAWING FOR EXTERNAL PIPING ¦ [HRSG]_SPECIALTY DRAWING FOR EXTERNAL PIPING ¦ HRSG_SPECIALTY DRAWING FOR HRSG EXTERNAL PIPING ¦ HRSG_MANUAL VALVE LIST & DRAWINGS | Included explicit flow element datasheet & drawings.
215 | HRSG Vendor Document List | Drum Level Gauge Data Sheets & Drawings | 5575 | R&N | SAU4005-G011-HYA-&ELB-04932 ¦ SAU4005-G011-HYA-&EEC-04944 ¦ SAU4005-G011-HYA-&EDA-04896 ¦ SAU4005-G011-HYA-&EFC-04926 ¦ SAU4005-G011-HNY-&MDA-04963 ¦ SAU4005-G011-HNY-&MDA-04984 ¦ SAU4005-G011-HNE-&EDA-04993 ¦ SAU4005-G011-HHA-&MDA-05005 ¦ SAU4005-G011-HHA-&MLU-05020 ¦ SAU4005-G011-HAA-&MLU-04826 ¦ SAU4005-G011-HAX-&MDA-04837 ¦ SAU4005-G011-LCQ-&MDA-04838 ¦ SAU4005-G011-LBF-&MDA-04839 ¦ SAU4005-G011-HNE-&MDA-04840 ¦ SAU4005-G011-HAA-&MLU-04842 ¦ SAU4005-G011-HAY-&MDA-04844 ¦ SAU4005-G011-H__-&MDB-04850 ¦ SAU4005-G011-H__-&MDB-04851 ¦ SAU4005-G011-SMH-&MDA-04853 ¦ SAU4005-G011-LCP-&MDA-04854 ¦ SAU4005-G011-H__-&MTB-04856 ¦ SAU4005-G011-HYA-&EDA-04895 ¦ SAU4005-G011-HYA-&EDA-04898 ¦ SAU4005-G011-HYA-&EDA-04903 ¦ SAU4005-G011-HNE-&EDA-04929 ¦ SAU4005-G011-HYA-&EEC-04942 ¦ SAU4005-G011-HNY-&MDA-04964 ¦ SAU4005-G011-HNY-&MLU-04968 ¦ SAU4005-G011-HNY-&MLU-04970 ¦ SAU4005-G011-HNY-&MDA-04978 ¦ SAU4005-G011-HNY-&MDA-04985 ¦ SAU4005-G011-HNY-&MDA-04992 ¦ SAU4005-G011-HHA-&MDA-05021 ¦ SAU4005-G011-HHA-&MDA-05031 ¦ SAU4005-G011-HHA-&MDA-05032 ¦ SAU4005-G011-HHA-&MDA-05033 ¦ SAU4005-G011-HHA-&MDA-05034 ¦ SAU4005-G011-HNY-&MLU-05129 ¦ SAU4005-G011-HNY-&MLU-05133 ¦ SAU4005-G011-HNY-&MDA-05147 ¦ SAU4005-G011-HA_-&MPA-04880 ¦ SAU4005-G011-HNY-&MLU-05131 | HRSG(V) - Nozzle Orientation and Cable Route Drawing for CEMS ¦ HRSG(V) - Lighting and Small Power Distribution Panel Drawings ¦ HRSG(V) - Control Valve Data Sheet/Drawings ¦ HRSG(V) - PLC HMI Drawing for Diverter Damper ¦ HRSG(V) - Control Valve Data Sheet & Drawings for SCR ¦ HRSG(V) - Junction Box Drawing for SCR ¦ HRSG(V) - SPEC. & Drawing of Analyzer for SCR ¦ HRSG(V) - Control Valve Data Sheet & Drawings for Duct Burner ¦ HRSG(V) - Junction Box Drawing for Duct Burner ¦ HRSG(V) - Typical Drawing for Drum Insulation ¦ HRSG(V) - Desuperheater Data Sheet & Drawings ¦ HRSG(V) - Spec. & Drawing for Blowdown Tank Pump ¦ HRSG(V) - Spec. & Drawing for Safety & Relief Valve ¦ HRSG(V) - Spec. & Drawing for Stack Damper ¦ HRSG(V) - Spec. & Drawing for Deaerator ¦ HRSG(V) - Spec. & Drawing for Boiler Stress Evaluator System ¦ HRSG(V) - HPU Specification & Drawing for Diverter & Guillotine Damper ¦ HRSG(V) - Hoist Specification & Drawing for Diverter & Guillotine Damper ¦ HRSG(V) - Spec. & Drawing for Hoist ¦ HRSG(V) - Spec. & Drawing for Recirculation Pump ¦ HRSG(V) - Name Plate Drawing ¦ HRSG(V) - MOV Data Sheet/Drawings ¦ HRSG(V) - Drum Level Gauge Datasheet/Drawings ¦ HRSG(V) - Remote Drum Level Indicator Datasheet/Drawings ¦ HRSG(V) - SPEC. & Drawing for CEMS ¦ HRSG(V) - Power Distribution Panel Drawings ¦ HRSG(V) - Catalyst Data Sheet & Drawings for SCR ¦ HRSG(V) - Dilution Tank Drawing for SCR ¦ HRSG(V) - Ammonia Distribution Header Drawing ¦ HRSG(V) - SPECIAL ITEM LIST AND DRAWING FOR SCR ¦ HRSG(V) - Local Panel Drawing for SCR ¦ HRSG(V) - Valve Drawing for SCR ¦ HRSG(V) - Local Panel / Control Panel Drawing for Duct Burner ¦ HRSG(V) - Valve Drawing for Duct Burner ¦ HRSG(V) - SPEC. & Drawing of Flame Scanner for Duct Burner ¦ HRSG(V) - SPEC. & Drawing of Ignition Burner for Duct Burner ¦ HRSG(V) - Hazardous Area Classification Specification & Drawing for Duct Burner ¦ HRSG(V) - Measurement Socket Drawing for SCR ¦ HRSG(V) - Equipment Insulation Drawing for SCR ¦ HRSG(V) – Hot Gas Circulation Fan VFD Drawing for SCR ¦ HRSG(V) - Specialty List and Drawing for HRSG Piping ¦ HRSG(V) - Piping Insulation Drawing for SCR | Merged drum level gauge datasheet/drawing references into one deliverable.
215 | HRSG Vendor Document List | Drum Level Gauge Data Sheets & Drawings | 6621 | Fadhili ¦ Grati ¦ Karabatan ¦ Turkistan ¦ Ukudu | T16182-YT02-P0LB-122094 ¦ T16182-YT01-P0LB-122095 ¦ T14211-7318-02-ME-H21-101 ¦ T14211-7318-02-ME-H21-102 ¦ T14211-7318-02-ME-E14-001 ¦ T14211-7318-02-ME-B16-211 ¦ T14211-7318-02-ME-B16-213 ¦ T16182-YD00-P0LB-122006 ¦ T16182-CN00-P0LB-122040 ¦ T16182-YD00-P0LB-122049 ¦ T16182-YD00-P0LB-122050 ¦ T16182-YT01-P0LB-122051 ¦ T16182-YD00-P0LB-122052 ¦ T16182-YD00-P0LB-122054 ¦ T16182-YD00-P0LB-122056 ¦ T16182-VN02-P0LB-122089 ¦ T16182-VN02-P0LB-122090 ¦ T16182-YS00-P0LB-122091 ¦ T16182-YT01-P0LB-122093 ¦ T16182-YT01-P0LB-122096 ¦ T16182-YT01-P0LB-122097 ¦ T16182-YT01-P0LB-122098 ¦ T16182-UE00-P0LB-122111 ¦ GRT-YD00-P1H-300035 ¦ GRT-YD00-P1H-300037 ¦ GRT-YD00-P1H-300039 ¦ GRT-YD00-P1H-300040 ¦ GRT-YT01-P1H-300059 ¦ GRT-YT01-P1H-300060 ¦ GRT-YT01-P1H-300061 ¦ GRT-YT01-P1H-300063 ¦ GRT-YT02-P1H-300065 ¦ GRT-YT01-P1H-300069 ¦ T14211-7318-02-ME-P05-101 ¦ T14211-7318-02-ME-P05-102 ¦ T14211-7318-02-ME-P05-103 ¦ T14211-7318-02-ME-H21-103 ¦ T14211-7318-02-ME-H21-104 ¦ T14211-7318-02-ME-H21-105 ¦ T14211-7318-02-ME-H21-106 ¦ T14211-7318-02-ME-B16-011 ¦ T14211-7318-02-ME-B16-021 ¦ T14211-7318-02-ME-B16-041 ¦ T14211-7318-02-ME-B16-071 ¦ T14211-7318-02-ME-B16-107 ¦ T14211-7318-02-ME-B16-108 ¦ T14211-7318-02-ME-B16-208 ¦ T14211-7318-02-ME-B16-209 ¦ T14211-7318-02-ME-B16-210 ¦ T14211-7318-02-ME-B16-237 ¦ T14211-7318-02-ME-B05-106 ¦ T14211-7318-02-ME-B05-108 ¦ T14211-7318-02-ME-H05-001 ¦ CCP-W-B114-02-ME-B05-0023 ¦ CCP-W-B114-02-ME-H21-0081 ¦ CCP-W-B114-02-ME-B05-0015 ¦ CCP-W-B114-02-ME-B05-0021 ¦ CCP-W-B114-02-ME-B05-0022 ¦ CCP-W-B114-02-ME-B16-0028 ¦ CCP-W-B114-02-ME-B16-0030 ¦ CCP-W-B114-02-ME-B16-0032 ¦ CCP-W-B114-02-ME-B05-0034 ¦ CCP-W-B114-02-ME-B16-0035 ¦ T16182-YK00-P0LB-122073 ¦ GRT-YK09-P1H-300049 ¦ T14211-7318-02-ME-P99-001 | HRSG - LOCAL INSTRUMENT DATASHEET & DRAWINGS ¦ HRSG - TRANSMITTER DATASHEET & DRAWINGS ¦ [DCR] Change HRSG Control valve drawings ¦ HRSG_Local Instrument Data Sheet/Drawings ¦ HRSG_Transmitter Data Sheet/Drawings ¦ HRSG_Power Distribution Panel and Junction Box Drawings ¦ HRSG_Instrument Air Header Drawing for Duct Burner System ¦ HRSG_I & C Architecture Drawing for Duct Burner System ¦ HRSG_SPEC. & DRAWING FOR VOC ANALYZER ¦ HRSG_CONTROL VALVE DATA SHEET & DRAWINGS ¦ HRSG_ TRANSMITTER DATA SHEET & DRAWINGS &CATALOG ¦ HRSG_JUNCTION BOX & INSTRUMENT RACK DRAWING ¦ HRSG - SPEC. & DRAWING FOR HOIST ¦ HRSG - HAZARDOUS AREA CLASSIFICATION SPECIFICATION & DRAWING FOR DUCT BURNER SYSTEM ¦ HRSG - SPEC. & DRAWING FOR STEAM DRUM ¦ HRSG - SPEC. & DRAWING FOR BLOWDOWN PUMP ¦ HRSG - SPEC. & DRAWING FOR SAFETY & RELIEF VALVE ¦ HRSG - SPEC. & DRAWING FOR STACK DAMPER ¦ HRSG - SPEC. & DRAWING FOR DEAERATOR & STORAGE TANK ¦ HRSG - POWER DISTRIBUTION PANEL DRAWINGS ¦ HRSG - MOV DATASHEET & DRAWINGS ¦ HRSG - CV DATASHEET & DRAWINGS ¦ HRSG - DESH. DATASHEET & DRAWINGS ¦ HRSG - CEMS DATASHEET & DRAWINGS ¦ HRSG - DRUM LEVEL GAUGE DATASHEET & DRAWINGS ¦ HRSG - FLOW ELEMENT DATASHEET & DRAWINGS ¦ HRSG - REMOTE DRUM LEVEL INDICATOR DATASHEET & DRAWINGS ¦ HRSG – PERPENDICULAR BAFFLE AND TIE PLATE ASSY DRAWINGS ¦ [HRSG]_SPEC. & DRAWING FOR STEAM DRUM ¦ [HRSG]_POWER DISTRIBUTION PANEL DRAWINGS ¦ [HRSG]_SPEC. & DRAWING FOR SAFETY & RELIEF VALVE ¦ [HRSG]_SPEC. & DRAWING FOR STACK DAMPER ¦ [HRSG]_MOV DATASHEET & DRAWINGS ¦ [HRSG]_CV DATASHEET & DRAWINGS ¦ [HRSG]_DESH. DATASHEET & DRAWINGS ¦ [HRSG]_CEMS DATASHEET & DRAWINGS ¦ [HRSG]_REMOTE DRUM LEVEL INDICATOR DATASHEET & DRAWINGS ¦ [HRSG]_ SPEC. & DRAWING FOR PREHEATER RECIRCULATION PUMP ¦ HRSG_MOV Data Sheet/Drawings ¦ HRSG_CV Data Sheet/Drawings ¦ HRSG_Desh. Data Sheet/Drawings ¦ HRSG_Drum Level Gauge Data Sheet/Drawings ¦ HRSG_Flow Element Data Sheet/Drawings ¦ HRSG_Remote Drum Level Indicator Datasheet/Drawings ¦ HRSG_CEMS Data Sheet/Drawings ¦ HRSG_SPEC. & DRAWING FOR SAFETY & RELIEF VALVE ¦ HRSG_SPEC. & DRAWING FOR STACK DAMPER ¦ HRSG_SPEC. & DRAWING FOR DEAERATOR, STORAGE TANK ¦ HRSG_SPEC. & DRAWING FOR CPH RECIRCULATION PUMP ¦ HRSG_Electric Actuator Specification & Drawing for Diverter & Guillotine Damper ¦ HRSG_Hoist Specification & Drawing for Diverter & Guillotine Damper ¦ HRSG_Fuel Gas Header Drawing for Duct Burner System ¦ HRSG_Ignition Gas Header Drawing for Duct Burner System ¦ HRSG_Cooling Air Header Drawing for Duct Burner System ¦ HRSG_Hazardous Area Classification Specification & Drawing for Duct Burner System ¦ HRSG_Manhole Cover for H.P Steam Drum ¦ HRSG_TYPICAL DRAWING FOR DRUM INSULATION ¦ HRSG_Power Distribution Panel Drawings ¦ HRSG_LP Drum Drawings ¦ HRSG_Spec. & Drawing of CEMS ¦ HRSG_HP Drum Drawings ¦ HRSG_Continuous Blowdown Tank Drawings ¦ HRSG_Atmospheric Blowdown Tank Drawings ¦ HRSG_Spec. & Drawing of Drain Pump ¦ HRSG_Spec. & Drawing of Exhaust Stack Damper ¦ HRSG_Spec. & Drawing of Deaerator ¦ HRSG_Spec. & Drawing of Hoist ¦ HRSG_Spec. & Drawing of Recirculation Pump ¦ HRSG_SPEC. & DRAWING FOR DESUPERHEATER ¦ HRSG_SPEC. & DRAWING FOR BLOW DOWN TANK ¦ HRSG_SPEC. & DRAWING FOR DEAERATOR ¦ HRSG_SPEC. & DRAWING FOR HOIST ¦ HRSG_SPEC. & DRAWING FOR RECIRCULATION PUMP ¦ HRSG_SPEC. & DRAWING FOR DIVERTER DAMPER ¦ HRSG_SPEC. & DRAWING FOR SCR ¦ AIG ARRAGEMENT DRAWING FOR HRSG SCR ¦ AMMONIA DISTRIBUTION HEADER DRAWING FOR HRSG SCR ¦ CATALYST DATA SHEET & DRAWING FOR HRSG SCR ¦ CATALYST BLOCK DRAWING FOR HRSG SCR ¦ EYE SHOWER DRAWING FOR HRSG SCR ¦ HRSG_SPEC. & DRAWING FOR CEMS ¦ HRSG_SPECIALTY DATA SHEET & DRAWING ¦ HRSG_MOV DATA SHEET & DRAWINGS ¦ HRSG LEVEL GAUGE DATA SHEET & DRAWINGS & CATALOG ¦ HRSG_REMOTE DRUM LEVEL INDICATOR DATASHEET/DRAWINGS CATALOG ¦ HRSG_ LOCAL GAUGE AND TEMPERATURE ELEMENT DATA SHEET&DRAWINGS &CATALOG ¦ HRSG_ LEVEL SWITCH DATA SHEET & DRAWINGS &CATALOG ¦ HRSG_ FLOW ELEMENT DATA SHEET & DRAWINGS &CATALOG ¦ HRSG_POWER DISTRIBUTION PANEL DRAWINGS ¦ HRSG_NAME PLATE DRAWING ¦ HRSG - SPECIALTY DRAWING FOR EXTERNAL PIPING ¦ [HRSG]_SPECIALTY DRAWING FOR EXTERNAL PIPING ¦ HRSG_SPECIALTY DRAWING FOR HRSG EXTERNAL PIPING ¦ HRSG_MANUAL VALVE LIST & DRAWINGS | Merged drum level gauge datasheet/drawing references into one deliverable.
216 | HRSG Vendor Document List | SCR Technical Specification | 20 | R&N | SAU4005-G011-HB_-&MEC-05070 ¦ SAU4005-G011-HYA-&EEC-04949 ¦ SAU4005-G011-HYA-&EDA-04901 ¦ SAU4005-G011-HYA-&EDB-04933 ¦ SAU4005-G011-HNY-&MDB-04990 ¦ SAU4005-G011-HHA-&MDB-05022 ¦ SAU4005-G011-ZEN-&MDC-05040 | HRSG(V) - STEEL STRUCTURE MATERIAL SPECIFICATION ¦ HRSG(V) - CABLE SPECIFICATION ¦ HRSG(V) - Local Gauge and Temp. Element Specification ¦ HRSG(V) - Equipment Specification for CEMS ¦ HRSG(V) - Technical Specification for SCR ¦ HRSG(V) - Technical Specification for Duct Burner ¦ HRSG(V) - HRSG_Painting Specification | Included explicit 'Technical Specification for SCR' from HRSG(V) specification set.
217 | HRSG Vendor Document List | Duct Burner Technical Specification | 20 | R&N | SAU4005-G011-HB_-&MEC-05070 ¦ SAU4005-G011-HYA-&EEC-04949 ¦ SAU4005-G011-HYA-&EDA-04901 ¦ SAU4005-G011-HYA-&EDB-04933 ¦ SAU4005-G011-HNY-&MDB-04990 ¦ SAU4005-G011-HHA-&MDB-05022 ¦ SAU4005-G011-ZEN-&MDC-05040 | HRSG(V) - STEEL STRUCTURE MATERIAL SPECIFICATION ¦ HRSG(V) - CABLE SPECIFICATION ¦ HRSG(V) - Local Gauge and Temp. Element Specification ¦ HRSG(V) - Equipment Specification for CEMS ¦ HRSG(V) - Technical Specification for SCR ¦ HRSG(V) - Technical Specification for Duct Burner ¦ HRSG(V) - HRSG_Painting Specification | Included explicit 'Technical Specification for Duct Burner' from HRSG(V) specification set.
218 | HRSG Vendor Document List | HRSG Painting Specification | 20 | R&N | SAU4005-G011-HB_-&MEC-05070 ¦ SAU4005-G011-HYA-&EEC-04949 ¦ SAU4005-G011-HYA-&EDA-04901 ¦ SAU4005-G011-HYA-&EDB-04933 ¦ SAU4005-G011-HNY-&MDB-04990 ¦ SAU4005-G011-HHA-&MDB-05022 ¦ SAU4005-G011-ZEN-&MDC-05040 | HRSG(V) - STEEL STRUCTURE MATERIAL SPECIFICATION ¦ HRSG(V) - CABLE SPECIFICATION ¦ HRSG(V) - Local Gauge and Temp. Element Specification ¦ HRSG(V) - Equipment Specification for CEMS ¦ HRSG(V) - Technical Specification for SCR ¦ HRSG(V) - Technical Specification for Duct Burner ¦ HRSG(V) - HRSG_Painting Specification | Included painting specification from HRSG(V) specification list.
219 | HRSG Vendor Document List | Steel Structure Material Specification (HRSG Package) | 20 | R&N | SAU4005-G011-HB_-&MEC-05070 ¦ SAU4005-G011-HYA-&EEC-04949 ¦ SAU4005-G011-HYA-&EDA-04901 ¦ SAU4005-G011-HYA-&EDB-04933 ¦ SAU4005-G011-HNY-&MDB-04990 ¦ SAU4005-G011-HHA-&MDB-05022 ¦ SAU4005-G011-ZEN-&MDC-05040 | HRSG(V) - STEEL STRUCTURE MATERIAL SPECIFICATION ¦ HRSG(V) - CABLE SPECIFICATION ¦ HRSG(V) - Local Gauge and Temp. Element Specification ¦ HRSG(V) - Equipment Specification for CEMS ¦ HRSG(V) - Technical Specification for SCR ¦ HRSG(V) - Technical Specification for Duct Burner ¦ HRSG(V) - HRSG_Painting Specification | Captured 'STEEL STRUCTURE MATERIAL SPECIFICATION' as HRSG vendor package structural material spec.
220 | HRSG Vendor Document List | Local Gauge and Temperature Element Specification | 20 | R&N | SAU4005-G011-HB_-&MEC-05070 ¦ SAU4005-G011-HYA-&EEC-04949 ¦ SAU4005-G011-HYA-&EDA-04901 ¦ SAU4005-G011-HYA-&EDB-04933 ¦ SAU4005-G011-HNY-&MDB-04990 ¦ SAU4005-G011-HHA-&MDB-05022 ¦ SAU4005-G011-ZEN-&MDC-05040 | HRSG(V) - STEEL STRUCTURE MATERIAL SPECIFICATION ¦ HRSG(V) - CABLE SPECIFICATION ¦ HRSG(V) - Local Gauge and Temp. Element Specification ¦ HRSG(V) - Equipment Specification for CEMS ¦ HRSG(V) - Technical Specification for SCR ¦ HRSG(V) - Technical Specification for Duct Burner ¦ HRSG(V) - HRSG_Painting Specification | Included explicit local gauge and temperature element specification.
221 | HRSG Vendor Document List | SCR Instrument List / Line List / Valve List / Cable List & Schedule | 5851 | Ukudu |  | CABLE LIST & SCHEDULE FOR HRSG SCR ¦ INSTRUMENT LIST FOR HRSG SCR ¦ LINE LIST FOR HRSG SCR ¦ VALVE LIST FOR HRSG SCR | Merged Ukudu SCR list bundle with HRSG(V) SCR list evidence; kept as SCR-specific deliverable set.
221 | HRSG Vendor Document List | SCR Instrument List / Line List / Valve List / Cable List & Schedule | 5698 | R&N | SAU4005-G011-HYA-&EPC-04939 ¦ SAU4005-G011-HNY-&MDA-04960 ¦ SAU4005-G011-HHA-&MDA-05002 ¦ SAU4005-G011-HNE-&EPC-05106 ¦ SAU4005-G011-HNE-&EPA-05112 ¦ SAU4005-G011-HYA-&EPC-04892 ¦ SAU4005-G011-HYA-&EFP-04906 ¦ SAU4005-G011-HYA-&EDA-04919 ¦ SAU4005-G011-HYA-&EDA-04925 ¦ SAU4005-G011-HNY-&MDA-04976 ¦ SAU4005-G011-HHA-&MDA-05015 ¦ SAU4005-G011-HAN-&MLU-04830 ¦ SAU4005-G011-HA_-&MPD-04883 ¦ SAU4005-G011-HA_-&MPL-04885 ¦ SAU4005-G011-HYA-&EDA-04890 ¦ SAU4005-G011-HYA-&EFP-04907 ¦ SAU4005-G011-HYA-&EEC-04908 ¦ SAU4005-G011-HYA-&EFQ-04921 ¦ SAU4005-G011-HYA-&EFQ-04936 ¦ SAU4005-G011-HNY-&MFQ-04958 ¦ SAU4005-G011-HNY-&MDA-04982 ¦ SAU4005-G011-HNY-&MDA-04998 ¦ SAU4005-G011-HHA-&MFQ-05000 ¦ SAU4005-G011-HHA-&MDA-05019 ¦ SAU4005-G011-HHA-&MDA-05026 ¦ SAU4005-G011-HHA-&MDA-05029 ¦ SAU4005-G011-___-&BAB-05068 ¦ SAU4005-G011-HHA-&MDA-05096 ¦ SAU4005-G011-HNE-&EFP-05115 ¦ SAU4005-G011-HYA-&EDA-04891 ¦ SAU4005-G011-HYA-&EDA-04918 ¦ SAU4005-G011-HNY-&MDA-04991 ¦ SAU4005-G011-HHA-&MDA-05030 | HRSG(V) - Electrical Load List ¦ HRSG(V) - Cable List for SCR ¦ HRSG(V) - Cable List for Duct Burner ¦ HRSG(V) - CEMS Electrical Load List ¦ HRSG(V) - CEMS Cable list ¦ HRSG(V) - Instrument List ¦ HRSG(V) - DCS I/O List ¦ HRSG(V) - Instrument List for Diverter & Guillotine Damper ¦ HRSG(V) - PLC I/O List for Diverter Damper (include Datalink IO list) ¦ HRSG(V) - Instrument List for SCR ¦ HRSG(V) - Instrument List for Duct Burner ¦ HRSG(V) - Vent & Drain Line (Module /Field weld) ¦ HRSG(V) - Line List ¦ HRSG(V) - Terminal Point List ¦ HRSG(V) - MOV List ¦ HRSG(V) - Alarm Set Point List ¦ HRSG(V) - Utility Consumption List ¦ HRSG(V) - Alarm and Trip Setting List for Diverter & Guillotine Damper ¦ HRSG(V) - Alarm and Trip Setting List for for CEMS ¦ HRSG(V) - Alarm and Trip Setting List for SCR ¦ HRSG(V) - Line List for SCR ¦ HRSG(V) - I/O List for SCR ¦ HRSG(V) - Alarm and Trip Setting List for Duct Burner ¦ HRSG(V) - Line List for Duct Burner ¦ HRSG(V) - BMS Communication List ¦ HRSG(V) - I/O List for DUCT BURNER ¦ HRSG(V) - Equipment List ¦ HRSG(V) - BMS IO List ¦ HRSG(V) - CEMS I/O Signals exchange List ¦ HRSG(V) - Control Valve List ¦ HRSG(V) - Valve List for Diverter & Guillotine Damper ¦ HRSG(V) - Valve List for SCR ¦ HRSG(V) - Valve List for Duct Burner | Merged Ukudu SCR list bundle with HRSG(V) SCR list evidence; kept as SCR-specific deliverable set.
222 | HRSG Vendor Document List | Power Cable Connection Diagram | 5585 | R&N | SAU4005-G011-HNE-&EMA-04947 ¦ SAU4005-G011-HNY-&MMB-04959 ¦ SAU4005-G011-HHA-&MMB-05001 ¦ SAU4005-G011-HYA-&EFB-05105 ¦ SAU4005-G011-HYA-&EFF-04894 ¦ SAU4005-G011-HYA-&EFB-04887 ¦ SAU4005-G011-HYA-&EFF-04910 ¦ SAU4005-G011-HYA-&EMA-04917 ¦ SAU4005-G011-HYA-&EMA-04937 ¦ SAU4005-G011-HNE-&ETB-05110 | HRSG(V) - Power Cable Connection Diagram ¦ HRSG(V) - Cable Interconnection Diagram for SCR ¦ HRSG(V) - Cable Interconnection Diagram for Duct Burner ¦ HRSG(V) - Cable Block Diagram for HRSG ¦ HRSG(V) - Control Loop Diagram ¦ HRSG(V) - System Configuration Diagram ¦ HRSG(V) - Start-up & Shut-down Sequence Diagram ¦ HRSG(V) - Wiring and Terminal Connection Diagram for Diverter & Guillotine Damper ¦ HRSG(V) - Wiring and Terminal Connection Diagram for CEMS ¦ HRSG(V) - CEMS Flange Installation Diagram | Included explicit 'Power Cable Connection Diagram' from HRSG(V) diagram set.
223 | HRSG Vendor Document List | SCR Cable Interconnection Diagram | 5585 | R&N | SAU4005-G011-HNE-&EMA-04947 ¦ SAU4005-G011-HNY-&MMB-04959 ¦ SAU4005-G011-HHA-&MMB-05001 ¦ SAU4005-G011-HYA-&EFB-05105 ¦ SAU4005-G011-HYA-&EFF-04894 ¦ SAU4005-G011-HYA-&EFB-04887 ¦ SAU4005-G011-HYA-&EFF-04910 ¦ SAU4005-G011-HYA-&EMA-04917 ¦ SAU4005-G011-HYA-&EMA-04937 ¦ SAU4005-G011-HNE-&ETB-05110 | HRSG(V) - Power Cable Connection Diagram ¦ HRSG(V) - Cable Interconnection Diagram for SCR ¦ HRSG(V) - Cable Interconnection Diagram for Duct Burner ¦ HRSG(V) - Cable Block Diagram for HRSG ¦ HRSG(V) - Control Loop Diagram ¦ HRSG(V) - System Configuration Diagram ¦ HRSG(V) - Start-up & Shut-down Sequence Diagram ¦ HRSG(V) - Wiring and Terminal Connection Diagram for Diverter & Guillotine Damper ¦ HRSG(V) - Wiring and Terminal Connection Diagram for CEMS ¦ HRSG(V) - CEMS Flange Installation Diagram | Included explicit SCR cable interconnection diagram deliverable.
224 | HRSG Vendor Document List | Duct Burner Cable Interconnection Diagram | 5585 | R&N | SAU4005-G011-HNE-&EMA-04947 ¦ SAU4005-G011-HNY-&MMB-04959 ¦ SAU4005-G011-HHA-&MMB-05001 ¦ SAU4005-G011-HYA-&EFB-05105 ¦ SAU4005-G011-HYA-&EFF-04894 ¦ SAU4005-G011-HYA-&EFB-04887 ¦ SAU4005-G011-HYA-&EFF-04910 ¦ SAU4005-G011-HYA-&EMA-04917 ¦ SAU4005-G011-HYA-&EMA-04937 ¦ SAU4005-G011-HNE-&ETB-05110 | HRSG(V) - Power Cable Connection Diagram ¦ HRSG(V) - Cable Interconnection Diagram for SCR ¦ HRSG(V) - Cable Interconnection Diagram for Duct Burner ¦ HRSG(V) - Cable Block Diagram for HRSG ¦ HRSG(V) - Control Loop Diagram ¦ HRSG(V) - System Configuration Diagram ¦ HRSG(V) - Start-up & Shut-down Sequence Diagram ¦ HRSG(V) - Wiring and Terminal Connection Diagram for Diverter & Guillotine Damper ¦ HRSG(V) - Wiring and Terminal Connection Diagram for CEMS ¦ HRSG(V) - CEMS Flange Installation Diagram | Included explicit duct burner cable interconnection diagram deliverable.
225 | HRSG Vendor Document List | HRSG Cable Block Diagram | 5585 | R&N | SAU4005-G011-HNE-&EMA-04947 ¦ SAU4005-G011-HNY-&MMB-04959 ¦ SAU4005-G011-HHA-&MMB-05001 ¦ SAU4005-G011-HYA-&EFB-05105 ¦ SAU4005-G011-HYA-&EFF-04894 ¦ SAU4005-G011-HYA-&EFB-04887 ¦ SAU4005-G011-HYA-&EFF-04910 ¦ SAU4005-G011-HYA-&EMA-04917 ¦ SAU4005-G011-HYA-&EMA-04937 ¦ SAU4005-G011-HNE-&ETB-05110 | HRSG(V) - Power Cable Connection Diagram ¦ HRSG(V) - Cable Interconnection Diagram for SCR ¦ HRSG(V) - Cable Interconnection Diagram for Duct Burner ¦ HRSG(V) - Cable Block Diagram for HRSG ¦ HRSG(V) - Control Loop Diagram ¦ HRSG(V) - System Configuration Diagram ¦ HRSG(V) - Start-up & Shut-down Sequence Diagram ¦ HRSG(V) - Wiring and Terminal Connection Diagram for Diverter & Guillotine Damper ¦ HRSG(V) - Wiring and Terminal Connection Diagram for CEMS ¦ HRSG(V) - CEMS Flange Installation Diagram | Included explicit cable block diagram deliverable.
226 | HRSG Vendor Document List | Ammonia Storage Area General Arrangement Drawing (SCR) | 6638 | R&N | SAU4005-G011-HNE-&ELU-05111 ¦ SAU4005-G011-UHA-&MLH-04867 ¦ SAU4005-G011-UHB-&MTL-04868 ¦ SAU4005-G011-UHB-&MTL-04870 ¦ SAU4005-G011-UHB-&MTL-04871 ¦ SAU4005-G011-UHB-&MTL-04872 ¦ SAU4005-G011-HYA-&ELU-04931 ¦ SAU4005-G011-HNY-&MLU-04966 ¦ SAU4005-G011-HNY-&MLU-04969 ¦ SAU4005-G011-HHA-&MDA-05008 ¦ SAU4005-G011-HHA-&MLU-05010 ¦ SAU4005-G011-UHB-&MTL-05085 | HRSG(V) - General Arrangement Drawing for Analyzer Cabinet. ¦ HRSG(V) - General Arrangement ¦ HRSG(V) - Arrangement of Casing ¦ HRSG(V) - Arrangement of Main Stack ¦ HRSG(V) - Arrangement of Bypass Stack ¦ HRSG(V) - General Arrangement Drawing for Diverter & Guillotine Damper ¦ HRSG(V) - General Arrangement drawing for CEMS Room ¦ HRSG(V) - General Arrangement Drawing of Ammonia Storage Area for SCR ¦ HRSG(V) - Vaporizer Arrangement Drawing ¦ HRSG(V) - General Arrangement for Duct Burner ¦ HRSG(V) - Fuel Gas Skid Arrangement Drawing for Duct Burner ¦ HRSG(V) - Arrangement of Casing Flow Baffle | Added ammonia storage area GA drawing as explicitly referenced under HRSG(V) SCR arrangements.
227 | HRSG Vendor Document List | Vaporizer Arrangement Drawing | 6638 | R&N | SAU4005-G011-HNE-&ELU-05111 ¦ SAU4005-G011-UHA-&MLH-04867 ¦ SAU4005-G011-UHB-&MTL-04868 ¦ SAU4005-G011-UHB-&MTL-04870 ¦ SAU4005-G011-UHB-&MTL-04871 ¦ SAU4005-G011-UHB-&MTL-04872 ¦ SAU4005-G011-HYA-&ELU-04931 ¦ SAU4005-G011-HNY-&MLU-04966 ¦ SAU4005-G011-HNY-&MLU-04969 ¦ SAU4005-G011-HHA-&MDA-05008 ¦ SAU4005-G011-HHA-&MLU-05010 ¦ SAU4005-G011-UHB-&MTL-05085 | HRSG(V) - General Arrangement Drawing for Analyzer Cabinet. ¦ HRSG(V) - General Arrangement ¦ HRSG(V) - Arrangement of Casing ¦ HRSG(V) - Arrangement of Main Stack ¦ HRSG(V) - Arrangement of Bypass Stack ¦ HRSG(V) - General Arrangement Drawing for Diverter & Guillotine Damper ¦ HRSG(V) - General Arrangement drawing for CEMS Room ¦ HRSG(V) - General Arrangement Drawing of Ammonia Storage Area for SCR ¦ HRSG(V) - Vaporizer Arrangement Drawing ¦ HRSG(V) - General Arrangement for Duct Burner ¦ HRSG(V) - Fuel Gas Skid Arrangement Drawing for Duct Burner ¦ HRSG(V) - Arrangement of Casing Flow Baffle | Included vaporizer arrangement drawing as explicitly referenced.
228 | HRSG Vendor Document List | Duct Burner Fuel Gas Skid Arrangement Drawing | 6638 | R&N | SAU4005-G011-HNE-&ELU-05111 ¦ SAU4005-G011-UHA-&MLH-04867 ¦ SAU4005-G011-UHB-&MTL-04868 ¦ SAU4005-G011-UHB-&MTL-04870 ¦ SAU4005-G011-UHB-&MTL-04871 ¦ SAU4005-G011-UHB-&MTL-04872 ¦ SAU4005-G011-HYA-&ELU-04931 ¦ SAU4005-G011-HNY-&MLU-04966 ¦ SAU4005-G011-HNY-&MLU-04969 ¦ SAU4005-G011-HHA-&MDA-05008 ¦ SAU4005-G011-HHA-&MLU-05010 ¦ SAU4005-G011-UHB-&MTL-05085 | HRSG(V) - General Arrangement Drawing for Analyzer Cabinet. ¦ HRSG(V) - General Arrangement ¦ HRSG(V) - Arrangement of Casing ¦ HRSG(V) - Arrangement of Main Stack ¦ HRSG(V) - Arrangement of Bypass Stack ¦ HRSG(V) - General Arrangement Drawing for Diverter & Guillotine Damper ¦ HRSG(V) - General Arrangement drawing for CEMS Room ¦ HRSG(V) - General Arrangement Drawing of Ammonia Storage Area for SCR ¦ HRSG(V) - Vaporizer Arrangement Drawing ¦ HRSG(V) - General Arrangement for Duct Burner ¦ HRSG(V) - Fuel Gas Skid Arrangement Drawing for Duct Burner ¦ HRSG(V) - Arrangement of Casing Flow Baffle | Included explicit fuel gas skid arrangement drawing for duct burner package.
229 | HRSG Vendor Document List | HRSG Technical Specification for Communication System | 5464 | Fadhili ¦ Karabatan ¦ Turkistan ¦ Ukudu | T16182-YT01-P0LB-122099 ¦ T14211-7318-02-ME-B16-241 ¦ T16182-XW01-P0LB-122041 ¦ T16182-XW01-P0LB-122046 ¦ T16182-XW01-P0LB-122061 ¦ T16182-YT01-P0LB-122108 ¦ CCP-W-B114-02-ME-P04-0060 | HRSG - TECHNICAL SPECIFICATION FOR LIGHTING & SMALL POWER SYSTEM ¦ HRSG_CABLE SPECIFICATION ¦ HRSG_BMS PLC Specification ¦ HRSG - TECHNICAL SPECIFICATION FOR AC & DC DISTRIBUTION BOARD ¦ HRSG - TECHNICAL SPECIFICATION FOR COMMUNICATION SYSTEM ¦ HRSG - FLAME SCANNER & IGNITION BURNER SPECIFICATION FOR DUCT BURNER SYSTEM ¦ HRSG - BMS SPECIFICATION FOR DUCT BURNER SYSTEM ¦ DESIGN SPECIFICATION FOR HRSG SCR ¦ HRSG_CONDUIT PLAN & SPECIFICATION ¦ HRSG_Piping Class Specification | Included communication system technical specification referenced in HRSG vendor list.
230 | HRSG Vendor Document List | HRSG Technical Specification for AC & DC Distribution Board | 5464 | Fadhili ¦ Karabatan ¦ Turkistan ¦ Ukudu | T16182-YT01-P0LB-122099 ¦ T14211-7318-02-ME-B16-241 ¦ T16182-XW01-P0LB-122041 ¦ T16182-XW01-P0LB-122046 ¦ T16182-XW01-P0LB-122061 ¦ T16182-YT01-P0LB-122108 ¦ CCP-W-B114-02-ME-P04-0060 | HRSG - TECHNICAL SPECIFICATION FOR LIGHTING & SMALL POWER SYSTEM ¦ HRSG_CABLE SPECIFICATION ¦ HRSG_BMS PLC Specification ¦ HRSG - TECHNICAL SPECIFICATION FOR AC & DC DISTRIBUTION BOARD ¦ HRSG - TECHNICAL SPECIFICATION FOR COMMUNICATION SYSTEM ¦ HRSG - FLAME SCANNER & IGNITION BURNER SPECIFICATION FOR DUCT BURNER SYSTEM ¦ HRSG - BMS SPECIFICATION FOR DUCT BURNER SYSTEM ¦ DESIGN SPECIFICATION FOR HRSG SCR ¦ HRSG_CONDUIT PLAN & SPECIFICATION ¦ HRSG_Piping Class Specification | Captured explicit AC & DC distribution board technical specification.
231 | HRSG Vendor Document List | HRSG Conduit Plan & Specification | 5464 | Fadhili ¦ Karabatan ¦ Turkistan ¦ Ukudu | T16182-YT01-P0LB-122099 ¦ T14211-7318-02-ME-B16-241 ¦ T16182-XW01-P0LB-122041 ¦ T16182-XW01-P0LB-122046 ¦ T16182-XW01-P0LB-122061 ¦ T16182-YT01-P0LB-122108 ¦ CCP-W-B114-02-ME-P04-0060 | HRSG - TECHNICAL SPECIFICATION FOR LIGHTING & SMALL POWER SYSTEM ¦ HRSG_CABLE SPECIFICATION ¦ HRSG_BMS PLC Specification ¦ HRSG - TECHNICAL SPECIFICATION FOR AC & DC DISTRIBUTION BOARD ¦ HRSG - TECHNICAL SPECIFICATION FOR COMMUNICATION SYSTEM ¦ HRSG - FLAME SCANNER & IGNITION BURNER SPECIFICATION FOR DUCT BURNER SYSTEM ¦ HRSG - BMS SPECIFICATION FOR DUCT BURNER SYSTEM ¦ DESIGN SPECIFICATION FOR HRSG SCR ¦ HRSG_CONDUIT PLAN & SPECIFICATION ¦ HRSG_Piping Class Specification | Standardized 'CONDUIT PLAN & SPECIFICATION' as a single deliverable under I&C conduit taxonomy.
232 | HRSG Vendor Document List | HRSG SCR Control Loop Diagram | 6668 | Ukudu |  | CONTROL LOOP DIAGRAM FOR HRSG SCR | Standardized title using source 'CONTROL LOOP DIAGRAM FOR HRSG SCR'; kept SCR scope separate from other HRSG I&C deliverables.
233 | HRSG Vendor Document List | HRSG SCR Control Logic Diagram | 6669 | Ukudu |  | CONTROL LOGIC DIAGRAM FOR HRSG SCR | Standardized title using source 'CONTROL LOGIC DIAGRAM FOR HRSG SCR'; distinct logic deliverable vs loop diagram.
234 | HRSG Vendor Document List | HRSG Local Instrument Data Sheet and Drawings | 6683 | Muara Tawar | MRT-YT02-P2LB-122094 ¦ MRT-YT01-P2LB-122095 ¦ MRT-YD00-P2LB-122108 ¦ MRT-YD00-P2LB-122107 ¦ MRT-VN02-P2LB-122089 ¦ MRT-VN02-P2LB-122090 ¦ MRT-YT01-P2LB-122093 ¦ MRT-YT01-P2LB-122096 ¦ MRT-YT01-P2LB-122097 | [HRSG(For Block 2)]_HRSG_LOCAL INSTRUMENT DATASHEET & DRAWINGS ¦ [HRSG(For Block 2)]_HRSG_TRANSMITTER DATASHEET & DRAWINGS ¦ [HRSG(For Block 2)]_HRSG_I&C LOCAL PANEL DRAWINGS ¦ [HRSG(For Block 2)]_HRSG_SPEC. & DRAWING FOR RECIRCULATION PUMP ¦ [HRSG(For Block 2)]_HRSG_MOV DATASHEET & DRAWINGS ¦ [HRSG(For Block 2)]_HRSG_CV DATASHEET & DRAWINGS ¦ [HRSG(For Block 2)]_HRSG_CEMS DATASHEET & DRAWINGS ¦ [HRSG(For Block 2)]_HRSG_DRUM LEVEL GAUGE DATASHEET & DRAWINGS ¦ [HRSG(For Block 2)]_HRSG_FLOW ELEMENT DATASHEET & DRAWINGS | Merged Block 2 vs Block 3/4 duplicate package deliverables; standardized to HRSG-level without project/block qualifiers based on repeated source titles.
234 | HRSG Vendor Document List | HRSG Local Instrument Data Sheet and Drawings | 6684 | Muara Tawar | MRT-YT02-P3LB-122094 ¦ MRT-YT01-P3LB-122095 ¦ MRT-YD00-P3LB-122108 ¦ MRT-YD00-P3LB-122107 ¦ MRT-VN02-P3LB-122089 ¦ MRT-VN02-P3LB-122090 ¦ MRT-YT01-P3LB-122093 ¦ MRT-YT01-P3LB-122096 ¦ MRT-YT01-P3LB-122097 | [HRSG(For Block 3, 4)]_HRSG_LOCAL INSTRUMENT DATASHEET & DRAWINGS ¦ [HRSG(For Block 3, 4)]_HRSG_TRANSMITTER DATASHEET & DRAWINGS ¦ [HRSG(For Block 3, 4)]_HRSG_I&C LOCAL PANEL DRAWINGS ¦ [HRSG(For Block 3, 4)]_HRSG_SPEC. & DRAWING FOR RECIRCULATION PUMP ¦ [HRSG(For Block 3, 4)]_HRSG_MOV DATASHEET & DRAWINGS ¦ [HRSG(For Block 3, 4)]_HRSG_CV DATASHEET & DRAWINGS ¦ [HRSG(For Block 3, 4)]_HRSG_CEMS DATASHEET & DRAWINGS ¦ [HRSG(For Block 3, 4)]_HRSG_DRUM LEVEL GAUGE DATASHEET & DRAWINGS ¦ [HRSG(For Block 3, 4)]_HRSG_FLOW ELEMENT DATASHEET & DRAWINGS | Merged Block 2 vs Block 3/4 duplicate package deliverables; standardized to HRSG-level without project/block qualifiers based on repeated source titles.
235 | HRSG Vendor Document List | HRSG Transmitter Data Sheet and Drawings | 6683 | Muara Tawar | MRT-YT02-P2LB-122094 ¦ MRT-YT01-P2LB-122095 ¦ MRT-YD00-P2LB-122108 ¦ MRT-YD00-P2LB-122107 ¦ MRT-VN02-P2LB-122089 ¦ MRT-VN02-P2LB-122090 ¦ MRT-YT01-P2LB-122093 ¦ MRT-YT01-P2LB-122096 ¦ MRT-YT01-P2LB-122097 | [HRSG(For Block 2)]_HRSG_LOCAL INSTRUMENT DATASHEET & DRAWINGS ¦ [HRSG(For Block 2)]_HRSG_TRANSMITTER DATASHEET & DRAWINGS ¦ [HRSG(For Block 2)]_HRSG_I&C LOCAL PANEL DRAWINGS ¦ [HRSG(For Block 2)]_HRSG_SPEC. & DRAWING FOR RECIRCULATION PUMP ¦ [HRSG(For Block 2)]_HRSG_MOV DATASHEET & DRAWINGS ¦ [HRSG(For Block 2)]_HRSG_CV DATASHEET & DRAWINGS ¦ [HRSG(For Block 2)]_HRSG_CEMS DATASHEET & DRAWINGS ¦ [HRSG(For Block 2)]_HRSG_DRUM LEVEL GAUGE DATASHEET & DRAWINGS ¦ [HRSG(For Block 2)]_HRSG_FLOW ELEMENT DATASHEET & DRAWINGS | Split combined 'DATASHEET & DRAWINGS' set into a specific transmitter package line; merged across blocks.
235 | HRSG Vendor Document List | HRSG Transmitter Data Sheet and Drawings | 6684 | Muara Tawar | MRT-YT02-P3LB-122094 ¦ MRT-YT01-P3LB-122095 ¦ MRT-YD00-P3LB-122108 ¦ MRT-YD00-P3LB-122107 ¦ MRT-VN02-P3LB-122089 ¦ MRT-VN02-P3LB-122090 ¦ MRT-YT01-P3LB-122093 ¦ MRT-YT01-P3LB-122096 ¦ MRT-YT01-P3LB-122097 | [HRSG(For Block 3, 4)]_HRSG_LOCAL INSTRUMENT DATASHEET & DRAWINGS ¦ [HRSG(For Block 3, 4)]_HRSG_TRANSMITTER DATASHEET & DRAWINGS ¦ [HRSG(For Block 3, 4)]_HRSG_I&C LOCAL PANEL DRAWINGS ¦ [HRSG(For Block 3, 4)]_HRSG_SPEC. & DRAWING FOR RECIRCULATION PUMP ¦ [HRSG(For Block 3, 4)]_HRSG_MOV DATASHEET & DRAWINGS ¦ [HRSG(For Block 3, 4)]_HRSG_CV DATASHEET & DRAWINGS ¦ [HRSG(For Block 3, 4)]_HRSG_CEMS DATASHEET & DRAWINGS ¦ [HRSG(For Block 3, 4)]_HRSG_DRUM LEVEL GAUGE DATASHEET & DRAWINGS ¦ [HRSG(For Block 3, 4)]_HRSG_FLOW ELEMENT DATASHEET & DRAWINGS | Split combined 'DATASHEET & DRAWINGS' set into a specific transmitter package line; merged across blocks.
236 | HRSG Vendor Document List | HRSG I & C Local Panel Drawings | 6683 | Muara Tawar | MRT-YT02-P2LB-122094 ¦ MRT-YT01-P2LB-122095 ¦ MRT-YD00-P2LB-122108 ¦ MRT-YD00-P2LB-122107 ¦ MRT-VN02-P2LB-122089 ¦ MRT-VN02-P2LB-122090 ¦ MRT-YT01-P2LB-122093 ¦ MRT-YT01-P2LB-122096 ¦ MRT-YT01-P2LB-122097 | [HRSG(For Block 2)]_HRSG_LOCAL INSTRUMENT DATASHEET & DRAWINGS ¦ [HRSG(For Block 2)]_HRSG_TRANSMITTER DATASHEET & DRAWINGS ¦ [HRSG(For Block 2)]_HRSG_I&C LOCAL PANEL DRAWINGS ¦ [HRSG(For Block 2)]_HRSG_SPEC. & DRAWING FOR RECIRCULATION PUMP ¦ [HRSG(For Block 2)]_HRSG_MOV DATASHEET & DRAWINGS ¦ [HRSG(For Block 2)]_HRSG_CV DATASHEET & DRAWINGS ¦ [HRSG(For Block 2)]_HRSG_CEMS DATASHEET & DRAWINGS ¦ [HRSG(For Block 2)]_HRSG_DRUM LEVEL GAUGE DATASHEET & DRAWINGS ¦ [HRSG(For Block 2)]_HRSG_FLOW ELEMENT DATASHEET & DRAWINGS | Extracted distinct panel drawings from the combined vendor package drawing row; merged across blocks.
236 | HRSG Vendor Document List | HRSG I & C Local Panel Drawings | 6684 | Muara Tawar | MRT-YT02-P3LB-122094 ¦ MRT-YT01-P3LB-122095 ¦ MRT-YD00-P3LB-122108 ¦ MRT-YD00-P3LB-122107 ¦ MRT-VN02-P3LB-122089 ¦ MRT-VN02-P3LB-122090 ¦ MRT-YT01-P3LB-122093 ¦ MRT-YT01-P3LB-122096 ¦ MRT-YT01-P3LB-122097 | [HRSG(For Block 3, 4)]_HRSG_LOCAL INSTRUMENT DATASHEET & DRAWINGS ¦ [HRSG(For Block 3, 4)]_HRSG_TRANSMITTER DATASHEET & DRAWINGS ¦ [HRSG(For Block 3, 4)]_HRSG_I&C LOCAL PANEL DRAWINGS ¦ [HRSG(For Block 3, 4)]_HRSG_SPEC. & DRAWING FOR RECIRCULATION PUMP ¦ [HRSG(For Block 3, 4)]_HRSG_MOV DATASHEET & DRAWINGS ¦ [HRSG(For Block 3, 4)]_HRSG_CV DATASHEET & DRAWINGS ¦ [HRSG(For Block 3, 4)]_HRSG_CEMS DATASHEET & DRAWINGS ¦ [HRSG(For Block 3, 4)]_HRSG_DRUM LEVEL GAUGE DATASHEET & DRAWINGS ¦ [HRSG(For Block 3, 4)]_HRSG_FLOW ELEMENT DATASHEET & DRAWINGS | Extracted distinct panel drawings from the combined vendor package drawing row; merged across blocks.
237 | HRSG Vendor Document List | HRSG Motor Data Sheet | 6730 | R&N | SAU4005-G011-HYA-&EDA-04920 ¦ SAU4005-G011-HYA-&EDA-04934 ¦ SAU4005-G011-HNY-&MDA-04975 ¦ SAU4005-G011-HHA-&MDA-05014 ¦ SAU4005-G011-HHA-&MDA-05012 ¦ SAU4005-G011-HNY-&MDA-05058 ¦ SAU4005-G011-HYA-&EDA-04955 | HRSG(V) - Instrument Data Sheet for Diverter & Guillotine Damper ¦ HRSG(V) - Instrument List and Data Sheet for CEMS ¦ HRSG(V) - Instrument Data Sheet for SCR ¦ HRSG(V) - Instrument Data Sheet for Duct Burner ¦ HRSG(V) - Cooling Air Fan Data Sheet for Duct Burner ¦ HRSG(V) - Material Safety Data Sheet for SCR ¦ HRSG(V) - Motor Data Sheet | Kept as a separate vendor data sheet item explicitly listed in source titles.
238 | HRSG Vendor Document List | HRSG Diverter and Guillotine Damper Instrument Data Sheets | 6730 | R&N | SAU4005-G011-HYA-&EDA-04920 ¦ SAU4005-G011-HYA-&EDA-04934 ¦ SAU4005-G011-HNY-&MDA-04975 ¦ SAU4005-G011-HHA-&MDA-05014 ¦ SAU4005-G011-HHA-&MDA-05012 ¦ SAU4005-G011-HNY-&MDA-05058 ¦ SAU4005-G011-HYA-&EDA-04955 | HRSG(V) - Instrument Data Sheet for Diverter & Guillotine Damper ¦ HRSG(V) - Instrument List and Data Sheet for CEMS ¦ HRSG(V) - Instrument Data Sheet for SCR ¦ HRSG(V) - Instrument Data Sheet for Duct Burner ¦ HRSG(V) - Cooling Air Fan Data Sheet for Duct Burner ¦ HRSG(V) - Material Safety Data Sheet for SCR ¦ HRSG(V) - Motor Data Sheet | Standardized combined damper instrument data sheet wording; retained as distinct from hook-up drawings.
239 | HRSG Vendor Document List | HRSG Diverter and Guillotine Damper Instrument Hook-Up Drawings | 6894 | Karabatan ¦ Turkistan | T14211-7318-02-ME-B16-110 ¦ T14211-7318-02-ME-B16-214 ¦ CCP-W-B114-02-ME-H04-0080 | HRSG_Instrument Hook-up for Diverter & Guillotine Damper ¦ HRSG_Instrument Hook-up drawings for Duct Burner System ¦ HRSG_Hook Up Drawing | Merged same deliverable across projects (HRSG_Instrument Hook-up for Diverter & Guillotine Damper); kept separate from SCR and duct burner hook-ups.
239 | HRSG Vendor Document List | HRSG Diverter and Guillotine Damper Instrument Hook-Up Drawings | 7045 | R&N | SAU4005-G011-HYA-&EMA-04916 ¦ SAU4005-G011-HNY-&MLD-04974 ¦ SAU4005-G011-HHA-&MLD-05013 | HRSG(V) - Instrument Hook-up for Diverter & Guillotine Damper ¦ HRSG(V) - Instrument Hook-up for SCR ¦ HRSG(V) - Instrument Hook-up for Duct Burner | Merged same deliverable across projects (HRSG_Instrument Hook-up for Diverter & Guillotine Damper); kept separate from SCR and duct burner hook-ups.
240 | HRSG Vendor Document List | HRSG Duct Burner Instrument Data Sheets | 6730 | R&N | SAU4005-G011-HYA-&EDA-04920 ¦ SAU4005-G011-HYA-&EDA-04934 ¦ SAU4005-G011-HNY-&MDA-04975 ¦ SAU4005-G011-HHA-&MDA-05014 ¦ SAU4005-G011-HHA-&MDA-05012 ¦ SAU4005-G011-HNY-&MDA-05058 ¦ SAU4005-G011-HYA-&EDA-04955 | HRSG(V) - Instrument Data Sheet for Diverter & Guillotine Damper ¦ HRSG(V) - Instrument List and Data Sheet for CEMS ¦ HRSG(V) - Instrument Data Sheet for SCR ¦ HRSG(V) - Instrument Data Sheet for Duct Burner ¦ HRSG(V) - Cooling Air Fan Data Sheet for Duct Burner ¦ HRSG(V) - Material Safety Data Sheet for SCR ¦ HRSG(V) - Motor Data Sheet | Source explicitly lists 'Instrument Data Sheet for Duct Burner'; separated from hook-up drawings and GA drawings.
241 | HRSG Vendor Document List | HRSG Duct Burner Cooling Air Fan Data Sheet | 6730 | R&N | SAU4005-G011-HYA-&EDA-04920 ¦ SAU4005-G011-HYA-&EDA-04934 ¦ SAU4005-G011-HNY-&MDA-04975 ¦ SAU4005-G011-HHA-&MDA-05014 ¦ SAU4005-G011-HHA-&MDA-05012 ¦ SAU4005-G011-HNY-&MDA-05058 ¦ SAU4005-G011-HYA-&EDA-04955 | HRSG(V) - Instrument Data Sheet for Diverter & Guillotine Damper ¦ HRSG(V) - Instrument List and Data Sheet for CEMS ¦ HRSG(V) - Instrument Data Sheet for SCR ¦ HRSG(V) - Instrument Data Sheet for Duct Burner ¦ HRSG(V) - Cooling Air Fan Data Sheet for Duct Burner ¦ HRSG(V) - Material Safety Data Sheet for SCR ¦ HRSG(V) - Motor Data Sheet | Explicitly listed in source titles; treated as a distinct equipment data sheet.
242 | HRSG Vendor Document List | HRSG Duct Burner Instrument Hook-Up Drawings | 6894 | Karabatan ¦ Turkistan | T14211-7318-02-ME-B16-110 ¦ T14211-7318-02-ME-B16-214 ¦ CCP-W-B114-02-ME-H04-0080 | HRSG_Instrument Hook-up for Diverter & Guillotine Damper ¦ HRSG_Instrument Hook-up drawings for Duct Burner System ¦ HRSG_Hook Up Drawing | Merged same deliverable across projects; maintained duct burner scope separation.
242 | HRSG Vendor Document List | HRSG Duct Burner Instrument Hook-Up Drawings | 7045 | R&N | SAU4005-G011-HYA-&EMA-04916 ¦ SAU4005-G011-HNY-&MLD-04974 ¦ SAU4005-G011-HHA-&MLD-05013 | HRSG(V) - Instrument Hook-up for Diverter & Guillotine Damper ¦ HRSG(V) - Instrument Hook-up for SCR ¦ HRSG(V) - Instrument Hook-up for Duct Burner | Merged same deliverable across projects; maintained duct burner scope separation.
243 | HRSG Vendor Document List | HRSG CEMS Instrument List and Data Sheets | 6730 | R&N | SAU4005-G011-HYA-&EDA-04920 ¦ SAU4005-G011-HYA-&EDA-04934 ¦ SAU4005-G011-HNY-&MDA-04975 ¦ SAU4005-G011-HHA-&MDA-05014 ¦ SAU4005-G011-HHA-&MDA-05012 ¦ SAU4005-G011-HNY-&MDA-05058 ¦ SAU4005-G011-HYA-&EDA-04955 | HRSG(V) - Instrument Data Sheet for Diverter & Guillotine Damper ¦ HRSG(V) - Instrument List and Data Sheet for CEMS ¦ HRSG(V) - Instrument Data Sheet for SCR ¦ HRSG(V) - Instrument Data Sheet for Duct Burner ¦ HRSG(V) - Cooling Air Fan Data Sheet for Duct Burner ¦ HRSG(V) - Material Safety Data Sheet for SCR ¦ HRSG(V) - Motor Data Sheet | Source titles include both 'Instrument List and Data Sheet for CEMS' and 'CEMS DATASHEET & DRAWINGS'; consolidated as list+data sheets, while drawings remain under separate drawing package rows as needed.
243 | HRSG Vendor Document List | HRSG CEMS Instrument List and Data Sheets | 6683 | Muara Tawar | MRT-YT02-P2LB-122094 ¦ MRT-YT01-P2LB-122095 ¦ MRT-YD00-P2LB-122108 ¦ MRT-YD00-P2LB-122107 ¦ MRT-VN02-P2LB-122089 ¦ MRT-VN02-P2LB-122090 ¦ MRT-YT01-P2LB-122093 ¦ MRT-YT01-P2LB-122096 ¦ MRT-YT01-P2LB-122097 | [HRSG(For Block 2)]_HRSG_LOCAL INSTRUMENT DATASHEET & DRAWINGS ¦ [HRSG(For Block 2)]_HRSG_TRANSMITTER DATASHEET & DRAWINGS ¦ [HRSG(For Block 2)]_HRSG_I&C LOCAL PANEL DRAWINGS ¦ [HRSG(For Block 2)]_HRSG_SPEC. & DRAWING FOR RECIRCULATION PUMP ¦ [HRSG(For Block 2)]_HRSG_MOV DATASHEET & DRAWINGS ¦ [HRSG(For Block 2)]_HRSG_CV DATASHEET & DRAWINGS ¦ [HRSG(For Block 2)]_HRSG_CEMS DATASHEET & DRAWINGS ¦ [HRSG(For Block 2)]_HRSG_DRUM LEVEL GAUGE DATASHEET & DRAWINGS ¦ [HRSG(For Block 2)]_HRSG_FLOW ELEMENT DATASHEET & DRAWINGS | Source titles include both 'Instrument List and Data Sheet for CEMS' and 'CEMS DATASHEET & DRAWINGS'; consolidated as list+data sheets, while drawings remain under separate drawing package rows as needed.
243 | HRSG Vendor Document List | HRSG CEMS Instrument List and Data Sheets | 6684 | Muara Tawar | MRT-YT02-P3LB-122094 ¦ MRT-YT01-P3LB-122095 ¦ MRT-YD00-P3LB-122108 ¦ MRT-YD00-P3LB-122107 ¦ MRT-VN02-P3LB-122089 ¦ MRT-VN02-P3LB-122090 ¦ MRT-YT01-P3LB-122093 ¦ MRT-YT01-P3LB-122096 ¦ MRT-YT01-P3LB-122097 | [HRSG(For Block 3, 4)]_HRSG_LOCAL INSTRUMENT DATASHEET & DRAWINGS ¦ [HRSG(For Block 3, 4)]_HRSG_TRANSMITTER DATASHEET & DRAWINGS ¦ [HRSG(For Block 3, 4)]_HRSG_I&C LOCAL PANEL DRAWINGS ¦ [HRSG(For Block 3, 4)]_HRSG_SPEC. & DRAWING FOR RECIRCULATION PUMP ¦ [HRSG(For Block 3, 4)]_HRSG_MOV DATASHEET & DRAWINGS ¦ [HRSG(For Block 3, 4)]_HRSG_CV DATASHEET & DRAWINGS ¦ [HRSG(For Block 3, 4)]_HRSG_CEMS DATASHEET & DRAWINGS ¦ [HRSG(For Block 3, 4)]_HRSG_DRUM LEVEL GAUGE DATASHEET & DRAWINGS ¦ [HRSG(For Block 3, 4)]_HRSG_FLOW ELEMENT DATASHEET & DRAWINGS | Source titles include both 'Instrument List and Data Sheet for CEMS' and 'CEMS DATASHEET & DRAWINGS'; consolidated as list+data sheets, while drawings remain under separate drawing package rows as needed.
244 | HRSG Vendor Document List | HRSG CEMS System Configuration | 1774 | Ukudu |  | HRSG_SYSTEM CONFIGURATION FOR CEMS | Standardized from 'HRSG_SYSTEM CONFIGURATION FOR CEMS'; categorized under Plant Control System due to configuration nature.
245 | HRSG Vendor Document List | HRSG SCR Instrument Data Sheets | 6730 | R&N | SAU4005-G011-HYA-&EDA-04920 ¦ SAU4005-G011-HYA-&EDA-04934 ¦ SAU4005-G011-HNY-&MDA-04975 ¦ SAU4005-G011-HHA-&MDA-05014 ¦ SAU4005-G011-HHA-&MDA-05012 ¦ SAU4005-G011-HNY-&MDA-05058 ¦ SAU4005-G011-HYA-&EDA-04955 | HRSG(V) - Instrument Data Sheet for Diverter & Guillotine Damper ¦ HRSG(V) - Instrument List and Data Sheet for CEMS ¦ HRSG(V) - Instrument Data Sheet for SCR ¦ HRSG(V) - Instrument Data Sheet for Duct Burner ¦ HRSG(V) - Cooling Air Fan Data Sheet for Duct Burner ¦ HRSG(V) - Material Safety Data Sheet for SCR ¦ HRSG(V) - Motor Data Sheet | Source includes 'Instrument Data Sheet for SCR' and SCR-specific drawing package; separated data sheets from installation/location drawings.
245 | HRSG Vendor Document List | HRSG SCR Instrument Data Sheets | 6910 | Ukudu |  | INSTRUMENT DATA SHEET & DRAWING FOR HRSG SCR ¦ INSTRUMENT INSTALLATION DRAWING FOR HRSG SCR ¦ INSTRUMENT LOCATION DRAWING FOR HRSG SCR ¦ SPECIAL ITEM LIST & DRAWING FOR HRSG SCR | Source includes 'Instrument Data Sheet for SCR' and SCR-specific drawing package; separated data sheets from installation/location drawings.
246 | HRSG Vendor Document List | HRSG SCR Instrument Location | 6985 | R&N | SAU4005-G011-HNY-&MDA-04977 | HRSG(V) - INSTRUMENT LOCATION FOR SCR | Combined explicit 'INSTRUMENT LOCATION FOR SCR' with Ukudu SCR location drawing evidence; normalized to a single HRSG SCR instrument location deliverable.
246 | HRSG Vendor Document List | HRSG SCR Instrument Location | 6910 | Ukudu |  | INSTRUMENT DATA SHEET & DRAWING FOR HRSG SCR ¦ INSTRUMENT INSTALLATION DRAWING FOR HRSG SCR ¦ INSTRUMENT LOCATION DRAWING FOR HRSG SCR ¦ SPECIAL ITEM LIST & DRAWING FOR HRSG SCR | Combined explicit 'INSTRUMENT LOCATION FOR SCR' with Ukudu SCR location drawing evidence; normalized to a single HRSG SCR instrument location deliverable.
247 | HRSG Vendor Document List | HRSG SCR Instrument Hook-Up Drawings | 7045 | R&N | SAU4005-G011-HYA-&EMA-04916 ¦ SAU4005-G011-HNY-&MLD-04974 ¦ SAU4005-G011-HHA-&MLD-05013 | HRSG(V) - Instrument Hook-up for Diverter & Guillotine Damper ¦ HRSG(V) - Instrument Hook-up for SCR ¦ HRSG(V) - Instrument Hook-up for Duct Burner | Explicitly listed in R&N source titles; kept SCR hook-up distinct from other HRSG hook-ups.
248 | HRSG Vendor Document List | HRSG SCR Instrument Installation Drawings | 6910 | Ukudu |  | INSTRUMENT DATA SHEET & DRAWING FOR HRSG SCR ¦ INSTRUMENT INSTALLATION DRAWING FOR HRSG SCR ¦ INSTRUMENT LOCATION DRAWING FOR HRSG SCR ¦ SPECIAL ITEM LIST & DRAWING FOR HRSG SCR | Derived from 'INSTRUMENT INSTALLATION DRAWING FOR HRSG SCR'; kept separate from data sheets and location.
249 | HRSG Vendor Document List | HRSG SCR Special Item List and Drawings | 6910 | Ukudu |  | INSTRUMENT DATA SHEET & DRAWING FOR HRSG SCR ¦ INSTRUMENT INSTALLATION DRAWING FOR HRSG SCR ¦ INSTRUMENT LOCATION DRAWING FOR HRSG SCR ¦ SPECIAL ITEM LIST & DRAWING FOR HRSG SCR | Preserved combined 'SPECIAL ITEM LIST & DRAWING' as one conventional deliverable phrase for SCR scope.
250 | HRSG Vendor Document List | HRSG Instrument Location | 6876 | Fadhili | T16182-YM03-P0LB-122069 | HRSG - INSTRUMENT LOCATION | Merged identical instrument location deliverables across projects/blocks into one standard HRSG instrument location deliverable.
250 | HRSG Vendor Document List | HRSG Instrument Location | 6878 | Muara Tawar | MRT-YM03-P2LB-122069 | [HRSG(For Block 2)]_HRSG_INSTRUMENT LOCATION | Merged identical instrument location deliverables across projects/blocks into one standard HRSG instrument location deliverable.
250 | HRSG Vendor Document List | HRSG Instrument Location | 6880 | Muara Tawar | MRT-YM03-P3LB-122069 | [HRSG(For Block 3, 4)]_HRSG_INSTRUMENT LOCATION | Merged identical instrument location deliverables across projects/blocks into one standard HRSG instrument location deliverable.
251 | HRSG Vendor Document List | HRSG Instrument List | 6879 | Muara Tawar | MRT-YL00-P2LB-122075 | [HRSG(For Block 2, 3&4)]_HRSG_INSTRUMENT LIST | Standardized from 'HRSG_INSTRUMENT LIST'; removed block qualifiers as duplicates across blocks.
252 | HRSG Vendor Document List | HRSG Instrument Hook-Up Drawing | 6791 | Muara Tawar | MRT-YK00-P2LB-122076 | [HRSG(for Block 2)]_HRSG_HOOK UP DRAWING | Merged generic HRSG hook-up drawings across projects/blocks; kept system-specific hook-ups (damper/duct burner/SCR) as separate rows.
252 | HRSG Vendor Document List | HRSG Instrument Hook-Up Drawing | 6792 | Muara Tawar | MRT-YK00-P3LB-122076 | [HRSG(for Block 3, 4)]_HRSG_HOOK UP DRAWING | Merged generic HRSG hook-up drawings across projects/blocks; kept system-specific hook-ups (damper/duct burner/SCR) as separate rows.
252 | HRSG Vendor Document List | HRSG Instrument Hook-Up Drawing | 6894 | Karabatan ¦ Turkistan | T14211-7318-02-ME-B16-110 ¦ T14211-7318-02-ME-B16-214 ¦ CCP-W-B114-02-ME-H04-0080 | HRSG_Instrument Hook-up for Diverter & Guillotine Damper ¦ HRSG_Instrument Hook-up drawings for Duct Burner System ¦ HRSG_Hook Up Drawing | Merged generic HRSG hook-up drawings across projects/blocks; kept system-specific hook-ups (damper/duct burner/SCR) as separate rows.
253 | HRSG Vendor Document List | HRSG Instrument Installation Detail Drawings | 6898 | Muara Tawar | MRT-YK00-P2LB-122072 ¦ MRT-YK01-P2LB-122074 | [HRSG(For Block 2)]_HRSG_INSTRUMENT INSTALLATION DETAIL DRAWINGS ¦ [HRSG(For Block 2)]_HRSG_MANUAL VALVE ASSEMBLY DRAWING FOR EXTERNAL PIPING | Merged installation detail drawing deliverables across blocks/projects; separated from manual valve assembly drawing for HRSG piping.
253 | HRSG Vendor Document List | HRSG Instrument Installation Detail Drawings | 6899 | Muara Tawar | MRT-YK00-P3LB-122072 ¦ MRT-YK01-P3LB-122074 | [HRSG(For Block 3, 4)]_HRSG_INSTRUMENT INSTALLATION DETAIL DRAWINGS ¦ [HRSG(For Block 3, 4)]_HRSG_MANUAL VALVE ASSEMBLY DRAWING FOR EXTERNAL PIPING | Merged installation detail drawing deliverables across blocks/projects; separated from manual valve assembly drawing for HRSG piping.
253 | HRSG Vendor Document List | HRSG Instrument Installation Detail Drawings | 6900 | R&N | SAU4005-G011-HYA-&ELD-04914 ¦ SAU4005-G011-HAA-&MDD-04822 ¦ SAU4005-G011-HAA-&MDD-04823 ¦ SAU4005-G011-HAA-&MDD-04824 ¦ SAU4005-G011-HAA-&MDD-04825 ¦ SAU4005-G011-HAA-&MLU-04828 ¦ SAU4005-G011-HAA-&MLU-04829 ¦ SAU4005-G011-HYA-&ELU-04915 ¦ SAU4005-G011-HAA-&MTC-05071 ¦ SAU4005-G011-HAA-&MTC-05072 ¦ SAU4005-G011-HNY-&MLU-05128 ¦ SAU4005-G011-H__-&MDD-05141 ¦ SAU4005-G011-HA_-&MPA-04879 | HRSG(V) - Instrument Installation Detail Drawings ¦ HRSG(V) - Assembly Drawing of Steam Drum ¦ HRSG(V) - Detail of External Attachment of Steam Drum ¦ HRSG(V) - Internal Assembly Drawing of Steam Drum ¦ HRSG(V) - HP Steam Drum Name Plate Detail ¦ HRSG(V) - Equipment Outline Drawing for Blowdown Tank ¦ HRSG(V) - Link Assembly Drawing ¦ HRSG(V) - Local Panel Assembly Drawing for Diverter & Guillotine Damper ¦ HRSG(V) - Internal Tray Enclosure Detail for Deaerator ¦ HRSG(V) - Internal Spray Header Detail for Deaerator ¦ HRSG(V) - Assembly Drawing for Ammonia Unloading Area Shed ¦ HRSG(V) – HP, RH Section Dissimilar Metal Weld Analysis Report ¦ HRSG(V) - Manual Valve List and ASSEMBLY Drawing for HRSG Piping | Merged installation detail drawing deliverables across blocks/projects; separated from manual valve assembly drawing for HRSG piping.
254 | HRSG Vendor Document List | HRSG Manual Valve Assembly Drawings for External Piping | 6898 | Muara Tawar | MRT-YK00-P2LB-122072 ¦ MRT-YK01-P2LB-122074 | [HRSG(For Block 2)]_HRSG_INSTRUMENT INSTALLATION DETAIL DRAWINGS ¦ [HRSG(For Block 2)]_HRSG_MANUAL VALVE ASSEMBLY DRAWING FOR EXTERNAL PIPING | Split 'HRSG_MANUAL VALVE ASSEMBLY DRAWING FOR EXTERNAL PIPING' from instrument installation details; grouped under Piping System.
254 | HRSG Vendor Document List | HRSG Manual Valve Assembly Drawings for External Piping | 6899 | Muara Tawar | MRT-YK00-P3LB-122072 ¦ MRT-YK01-P3LB-122074 | [HRSG(For Block 3, 4)]_HRSG_INSTRUMENT INSTALLATION DETAIL DRAWINGS ¦ [HRSG(For Block 3, 4)]_HRSG_MANUAL VALVE ASSEMBLY DRAWING FOR EXTERNAL PIPING | Split 'HRSG_MANUAL VALVE ASSEMBLY DRAWING FOR EXTERNAL PIPING' from instrument installation details; grouped under Piping System.
255 | HRSG Vendor Document List | HRSG Manual Valve List and Assembly Drawing for HRSG Piping | 6900 | R&N | SAU4005-G011-HYA-&ELD-04914 ¦ SAU4005-G011-HAA-&MDD-04822 ¦ SAU4005-G011-HAA-&MDD-04823 ¦ SAU4005-G011-HAA-&MDD-04824 ¦ SAU4005-G011-HAA-&MDD-04825 ¦ SAU4005-G011-HAA-&MLU-04828 ¦ SAU4005-G011-HAA-&MLU-04829 ¦ SAU4005-G011-HYA-&ELU-04915 ¦ SAU4005-G011-HAA-&MTC-05071 ¦ SAU4005-G011-HAA-&MTC-05072 ¦ SAU4005-G011-HNY-&MLU-05128 ¦ SAU4005-G011-H__-&MDD-05141 ¦ SAU4005-G011-HA_-&MPA-04879 | HRSG(V) - Instrument Installation Detail Drawings ¦ HRSG(V) - Assembly Drawing of Steam Drum ¦ HRSG(V) - Detail of External Attachment of Steam Drum ¦ HRSG(V) - Internal Assembly Drawing of Steam Drum ¦ HRSG(V) - HP Steam Drum Name Plate Detail ¦ HRSG(V) - Equipment Outline Drawing for Blowdown Tank ¦ HRSG(V) - Link Assembly Drawing ¦ HRSG(V) - Local Panel Assembly Drawing for Diverter & Guillotine Damper ¦ HRSG(V) - Internal Tray Enclosure Detail for Deaerator ¦ HRSG(V) - Internal Spray Header Detail for Deaerator ¦ HRSG(V) - Assembly Drawing for Ammonia Unloading Area Shed ¦ HRSG(V) – HP, RH Section Dissimilar Metal Weld Analysis Report ¦ HRSG(V) - Manual Valve List and ASSEMBLY Drawing for HRSG Piping | Kept combined phrase exactly as a conventional deliverable from source title; separated from other detail drawings in same source row.
256 | HRSG Vendor Document List | HRSG Junction Boxes | 6943 | Turkistan | CCP-W-B114-02-ME-E14-0086 | HRSG_Junction Boxes | Standardized from 'HRSG_Junction Boxes'; treated as I&C scope deliverable.
257 | HRSG Vendor Document List | HRSG SCR Electrical and I & C BOM | 6696 | R&N | SAU4005-G011-HNY-&MDA-04987 ¦ SAU4005-G011-H__-&MDA-04831 | HRSG(V) - Electrical and I&c BOM for SCR ¦ HRSG(V) - Data & BOM of Insulation for Piping | Split BOM item from mixed source title row; kept SCR-specific BOM separate from non-SCR BOMs.
258 | HRSG Vendor Document List | HRSG Data & BOM of Insulation for Piping | 6696 | R&N | SAU4005-G011-HNY-&MDA-04987 ¦ SAU4005-G011-H__-&MDA-04831 | HRSG(V) - Electrical and I&c BOM for SCR ¦ HRSG(V) - Data & BOM of Insulation for Piping | Split 'Data & BOM of Insulation for Piping' from mixed BOM row; kept exact deliverable phrase from source.
259 | HRSG Vendor Document List | HRSG Field Instruments | 6722 | Turkistan | CCP-W-B114-02-ME-H21-0074 | HRSG_Field Instruments | Standardized from 'HRSG_Field Instruments'; retained as a distinct vendor deliverable type.
260 | HRSG Vendor Document List | HRSG Blowdown System Summary | 1694 | Fadhili ¦ Grati | T16182-XS00-P0LB-122037 ¦ GRT-XS00-P1H-300032 | HRSG - BLOWDOWN SYSTEM SUMMARY ¦ [HRSG]_BLOWDOWN SYSTEM SUMMARY | Merged duplicate blowdown summary deliverables across projects; mapped to Drain System as closest allowed L1 for blowdown-related scope.
260 | HRSG Vendor Document List | HRSG Blowdown System Summary | 1695 | Karabatan | T14211-7318-02-ME-A07-002 | HRSG_HRSG Blowdown System Summary | Merged duplicate blowdown summary deliverables across projects; mapped to Drain System as closest allowed L1 for blowdown-related scope.
261 | HRSG Vendor Document List | HRSG General Arrangement for Duct Burner System | 1800 | Fadhili ¦ Karabatan | T16182-UE00-P0LB-122011 ¦ T14211-7318-02-ME-B16-203 | HRSG - GENERAL ARRANGEMENT FOR DUCT BURNER SYSTEM ¦ HRSG_General Arrangement for Duct Burner System | Standardized from 'GENERAL ARRANGEMENT FOR DUCT BURNER SYSTEM'; kept as mechanical GA deliverable.
262 | HRSG Vendor Document List | HRSG BMS Panel Electric Scheme for Duct Burner System | 1799 | Karabatan | T14211-7318-02-ME-B16-221 | HRSG_BMS Panel Electric Scheme for Duct Burner System | Reclassified as Electrical discipline deliverable due to 'Panel Electric Scheme'; maintained HRSG duct burner context.
263 | HRSG Vendor Document List | HRSG Arrangement of Casing and Field Erection | 1849 | Muara Tawar | MRT-UE00-P2LB-122008 | [HRSG(For Block 2)]_HRSG_ARRANGEMENT OF CASING & FIELD ERECTION | Merged Block 2 vs Block 3/4 duplicates; standardized without block qualifiers using source titles.
263 | HRSG Vendor Document List | HRSG Arrangement of Casing and Field Erection | 1850 | Muara Tawar | MRT-UE00-P3LB-122008 | [HRSG(for Block 3, 4)]_HRSG_ARRANGEMENT OF CASING & FIELD ERECTION | Merged Block 2 vs Block 3/4 duplicates; standardized without block qualifiers using source titles.
264 | HRSG Vendor Document List | HRSG Diverter Damper General Assembly | 1714 | Turkistan | CCP-W-B114-02-ME-H05-1010 ¦ CCP-W-B114-02-ME-B05-0014 ¦ CCP-W-B114-02-ME-B05-1005 ¦ CCP-W-B114-02-ME-B05-0051 ¦ CCP-W-B114-02-ME-B05-0052 | HRSG_Diverter Damper - HPU General Assembly ¦ HRSG_Pressure Part General Assembly ¦ HRSG_Diverter Damper - General Assembly ¦ HRSG_Exhaust Stack General Assembly ¦ HRSG_Bypass Stack General Assembly | Separated diverter damper GA from other general assemblies listed in same source row.
265 | HRSG Vendor Document List | HRSG Diverter Damper HPU General Assembly | 1714 | Turkistan | CCP-W-B114-02-ME-H05-1010 ¦ CCP-W-B114-02-ME-B05-0014 ¦ CCP-W-B114-02-ME-B05-1005 ¦ CCP-W-B114-02-ME-B05-0051 ¦ CCP-W-B114-02-ME-B05-0052 | HRSG_Diverter Damper - HPU General Assembly ¦ HRSG_Pressure Part General Assembly ¦ HRSG_Diverter Damper - General Assembly ¦ HRSG_Exhaust Stack General Assembly ¦ HRSG_Bypass Stack General Assembly | Explicit HPU general assembly listed; kept as distinct equipment deliverable.
266 | HRSG Vendor Document List | HRSG Exhaust Stack General Assembly | 1714 | Turkistan | CCP-W-B114-02-ME-H05-1010 ¦ CCP-W-B114-02-ME-B05-0014 ¦ CCP-W-B114-02-ME-B05-1005 ¦ CCP-W-B114-02-ME-B05-0051 ¦ CCP-W-B114-02-ME-B05-0052 | HRSG_Diverter Damper - HPU General Assembly ¦ HRSG_Pressure Part General Assembly ¦ HRSG_Diverter Damper - General Assembly ¦ HRSG_Exhaust Stack General Assembly ¦ HRSG_Bypass Stack General Assembly | Separated exhaust stack GA from bypass stack GA per source titles.
267 | HRSG Vendor Document List | HRSG Bypass Stack General Assembly | 1714 | Turkistan | CCP-W-B114-02-ME-H05-1010 ¦ CCP-W-B114-02-ME-B05-0014 ¦ CCP-W-B114-02-ME-B05-1005 ¦ CCP-W-B114-02-ME-B05-0051 ¦ CCP-W-B114-02-ME-B05-0052 | HRSG_Diverter Damper - HPU General Assembly ¦ HRSG_Pressure Part General Assembly ¦ HRSG_Diverter Damper - General Assembly ¦ HRSG_Exhaust Stack General Assembly ¦ HRSG_Bypass Stack General Assembly | Bypass stack GA explicitly listed; retained under Bypass system.
268 | HRSG Vendor Document List | HRSG Pressure Part General Assembly | 1714 | Turkistan | CCP-W-B114-02-ME-H05-1010 ¦ CCP-W-B114-02-ME-B05-0014 ¦ CCP-W-B114-02-ME-B05-1005 ¦ CCP-W-B114-02-ME-B05-0051 ¦ CCP-W-B114-02-ME-B05-0052 | HRSG_Diverter Damper - HPU General Assembly ¦ HRSG_Pressure Part General Assembly ¦ HRSG_Diverter Damper - General Assembly ¦ HRSG_Exhaust Stack General Assembly ¦ HRSG_Bypass Stack General Assembly | Pressure part GA included in source titles; mapped to Steam System(High Pressure) as closest steam-side system category.
269 | HRSG Vendor Document List | HRSG Control and Automation Description | 1776 | Muara Tawar | MRT-XS01-P2LB-122111 | [HRSG(For Block 2, 3&4)]_HRSG_CONTROL AND AUTOMATION DESCRIPTION | Standardized from 'HRSG_CONTROL AND AUTOMATION DESCRIPTION'; removed block qualifiers.
270 | HRSG Vendor Document List | Terminal Flange of GT Exhaust Duct and HRSG Drawing | 3139 | R&N | SAU4005-G011-MBR-&MTA-03154 | GT(V) - TERMINAL FLANGE OF GT EXHAUST DUCT & HRSG | Although equipment tagged GT(V) in source row, the subject explicitly includes HRSG interface; retained in HRSG vendor list as an exhaust interface deliverable and standardized title to subject.
271 | HRSG Vendor Document List | HRSG Feedwater Pump Sizing Calculation | 1728 | Fadhili ¦ Karabatan | T16182-XW03-P0LA-110048 ¦ T16182-YT01-P0LB-122101 ¦ T16182-YT10-P0SGC-138121 ¦ T16182-YT10-P0ZEN-152226 ¦ T14211-7318-02-ME-F02-002 ¦ T14211-7318-02-ME-F02-003 ¦ T14211-7318-02-ME-F10-001 ¦ T14211-7318-02-ME-F10-002 ¦ T14211-7318-02-ME-F01-001 ¦ T14211-7318-02-ME-F01-002 ¦ T14211-7318-02-ME-F08-001 | SIZING CALCULATION FOR HRSG FEEDWATER PUMP ¦ HRSG - ILLUMINATION CALCULATION ¦ HYDRAULIC CALCULATION OF WATER SPRAY SYSTEM FOR BURNER FOR HRSG ¦ ILLUMINATION CALCULATION - CHEMICAL DOSING SHELTER FOR HRSG ¦ HRSG_STRENGTH CALCULATION REPORT FOR HRSG STACK ¦ HRSG_STRENGTH CALCULATION REPORT FOR HRSG BYPASS STACK ¦ HRSG_ASME Strength Calculation Sheet for Drum ¦ HRSG_ASME Strength Calculation Sheet for Blowdown Tank ¦ HRSG_ASME Strength calculation Sheets for Header ¦ HRSG_ASME Strength Calculation for Link ¦ HRSG_Calculation of each Drum Volume | Extracted specific calculation from multi-topic design calculation row based on source title 'SIZING CALCULATION FOR HRSG FEEDWATER PUMP'.
272 | HRSG Vendor Document List | HRSG Illumination Calculation | 1728 | Fadhili ¦ Karabatan | T16182-XW03-P0LA-110048 ¦ T16182-YT01-P0LB-122101 ¦ T16182-YT10-P0SGC-138121 ¦ T16182-YT10-P0ZEN-152226 ¦ T14211-7318-02-ME-F02-002 ¦ T14211-7318-02-ME-F02-003 ¦ T14211-7318-02-ME-F10-001 ¦ T14211-7318-02-ME-F10-002 ¦ T14211-7318-02-ME-F01-001 ¦ T14211-7318-02-ME-F01-002 ¦ T14211-7318-02-ME-F08-001 | SIZING CALCULATION FOR HRSG FEEDWATER PUMP ¦ HRSG - ILLUMINATION CALCULATION ¦ HYDRAULIC CALCULATION OF WATER SPRAY SYSTEM FOR BURNER FOR HRSG ¦ ILLUMINATION CALCULATION - CHEMICAL DOSING SHELTER FOR HRSG ¦ HRSG_STRENGTH CALCULATION REPORT FOR HRSG STACK ¦ HRSG_STRENGTH CALCULATION REPORT FOR HRSG BYPASS STACK ¦ HRSG_ASME Strength Calculation Sheet for Drum ¦ HRSG_ASME Strength Calculation Sheet for Blowdown Tank ¦ HRSG_ASME Strength calculation Sheets for Header ¦ HRSG_ASME Strength Calculation for Link ¦ HRSG_Calculation of each Drum Volume | Pulled out 'HRSG - ILLUMINATION CALCULATION' as distinct electrical calculation deliverable.
273 | HRSG Vendor Document List | HRSG Chemical Dosing Shelter Illumination Calculation | 1728 | Fadhili ¦ Karabatan | T16182-XW03-P0LA-110048 ¦ T16182-YT01-P0LB-122101 ¦ T16182-YT10-P0SGC-138121 ¦ T16182-YT10-P0ZEN-152226 ¦ T14211-7318-02-ME-F02-002 ¦ T14211-7318-02-ME-F02-003 ¦ T14211-7318-02-ME-F10-001 ¦ T14211-7318-02-ME-F10-002 ¦ T14211-7318-02-ME-F01-001 ¦ T14211-7318-02-ME-F01-002 ¦ T14211-7318-02-ME-F08-001 | SIZING CALCULATION FOR HRSG FEEDWATER PUMP ¦ HRSG - ILLUMINATION CALCULATION ¦ HYDRAULIC CALCULATION OF WATER SPRAY SYSTEM FOR BURNER FOR HRSG ¦ ILLUMINATION CALCULATION - CHEMICAL DOSING SHELTER FOR HRSG ¦ HRSG_STRENGTH CALCULATION REPORT FOR HRSG STACK ¦ HRSG_STRENGTH CALCULATION REPORT FOR HRSG BYPASS STACK ¦ HRSG_ASME Strength Calculation Sheet for Drum ¦ HRSG_ASME Strength Calculation Sheet for Blowdown Tank ¦ HRSG_ASME Strength calculation Sheets for Header ¦ HRSG_ASME Strength Calculation for Link ¦ HRSG_Calculation of each Drum Volume | Merged shelter-specific illumination calculations across source rows; kept shelter context in equipment_l3/title.
273 | HRSG Vendor Document List | HRSG Chemical Dosing Shelter Illumination Calculation | 1743 | Fadhili | T16182-YT10-P0ZEN-152225 ¦ T16182-CA06-P0GEN-185800 | ILLUMINATION CALCULATION - CHEMICAL DOSING SHELTER FOR STG & HRSG ¦ CHEMICAL DOSING SHELTER FOR STG & HRSG - CALCULATION | Merged shelter-specific illumination calculations across source rows; kept shelter context in equipment_l3/title.
274 | HRSG Vendor Document List | HRSG Duct Burner Water Spray System Hydraulic Calculation | 1728 | Fadhili ¦ Karabatan | T16182-XW03-P0LA-110048 ¦ T16182-YT01-P0LB-122101 ¦ T16182-YT10-P0SGC-138121 ¦ T16182-YT10-P0ZEN-152226 ¦ T14211-7318-02-ME-F02-002 ¦ T14211-7318-02-ME-F02-003 ¦ T14211-7318-02-ME-F10-001 ¦ T14211-7318-02-ME-F10-002 ¦ T14211-7318-02-ME-F01-001 ¦ T14211-7318-02-ME-F01-002 ¦ T14211-7318-02-ME-F08-001 | SIZING CALCULATION FOR HRSG FEEDWATER PUMP ¦ HRSG - ILLUMINATION CALCULATION ¦ HYDRAULIC CALCULATION OF WATER SPRAY SYSTEM FOR BURNER FOR HRSG ¦ ILLUMINATION CALCULATION - CHEMICAL DOSING SHELTER FOR HRSG ¦ HRSG_STRENGTH CALCULATION REPORT FOR HRSG STACK ¦ HRSG_STRENGTH CALCULATION REPORT FOR HRSG BYPASS STACK ¦ HRSG_ASME Strength Calculation Sheet for Drum ¦ HRSG_ASME Strength Calculation Sheet for Blowdown Tank ¦ HRSG_ASME Strength calculation Sheets for Header ¦ HRSG_ASME Strength Calculation for Link ¦ HRSG_Calculation of each Drum Volume | Source title indicates hydraulic calculation of water spray system for burner; best-fit L1 is Fire Fighting System (water spray) within allowed taxonomy.
275 | HRSG Vendor Document List | HRSG Bypass Stack Strength Calculation Report | 1728 | Fadhili ¦ Karabatan | T16182-XW03-P0LA-110048 ¦ T16182-YT01-P0LB-122101 ¦ T16182-YT10-P0SGC-138121 ¦ T16182-YT10-P0ZEN-152226 ¦ T14211-7318-02-ME-F02-002 ¦ T14211-7318-02-ME-F02-003 ¦ T14211-7318-02-ME-F10-001 ¦ T14211-7318-02-ME-F10-002 ¦ T14211-7318-02-ME-F01-001 ¦ T14211-7318-02-ME-F01-002 ¦ T14211-7318-02-ME-F08-001 | SIZING CALCULATION FOR HRSG FEEDWATER PUMP ¦ HRSG - ILLUMINATION CALCULATION ¦ HYDRAULIC CALCULATION OF WATER SPRAY SYSTEM FOR BURNER FOR HRSG ¦ ILLUMINATION CALCULATION - CHEMICAL DOSING SHELTER FOR HRSG ¦ HRSG_STRENGTH CALCULATION REPORT FOR HRSG STACK ¦ HRSG_STRENGTH CALCULATION REPORT FOR HRSG BYPASS STACK ¦ HRSG_ASME Strength Calculation Sheet for Drum ¦ HRSG_ASME Strength Calculation Sheet for Blowdown Tank ¦ HRSG_ASME Strength calculation Sheets for Header ¦ HRSG_ASME Strength Calculation for Link ¦ HRSG_Calculation of each Drum Volume | Extracted from multi-topic calculation row; explicitly 'STRENGTH CALCULATION REPORT FOR HRSG BYPASS STACK'.
276 | HRSG Vendor Document List | HRSG Stack Strength Calculation Report | 1728 | Fadhili ¦ Karabatan | T16182-XW03-P0LA-110048 ¦ T16182-YT01-P0LB-122101 ¦ T16182-YT10-P0SGC-138121 ¦ T16182-YT10-P0ZEN-152226 ¦ T14211-7318-02-ME-F02-002 ¦ T14211-7318-02-ME-F02-003 ¦ T14211-7318-02-ME-F10-001 ¦ T14211-7318-02-ME-F10-002 ¦ T14211-7318-02-ME-F01-001 ¦ T14211-7318-02-ME-F01-002 ¦ T14211-7318-02-ME-F08-001 | SIZING CALCULATION FOR HRSG FEEDWATER PUMP ¦ HRSG - ILLUMINATION CALCULATION ¦ HYDRAULIC CALCULATION OF WATER SPRAY SYSTEM FOR BURNER FOR HRSG ¦ ILLUMINATION CALCULATION - CHEMICAL DOSING SHELTER FOR HRSG ¦ HRSG_STRENGTH CALCULATION REPORT FOR HRSG STACK ¦ HRSG_STRENGTH CALCULATION REPORT FOR HRSG BYPASS STACK ¦ HRSG_ASME Strength Calculation Sheet for Drum ¦ HRSG_ASME Strength Calculation Sheet for Blowdown Tank ¦ HRSG_ASME Strength calculation Sheets for Header ¦ HRSG_ASME Strength Calculation for Link ¦ HRSG_Calculation of each Drum Volume | Extracted from multi-topic calculation row; explicitly 'STRENGTH CALCULATION REPORT FOR HRSG STACK'.
277 | HRSG Vendor Document List | HRSG ASME Strength Calculation Sheet for Drum | 1728 | Fadhili ¦ Karabatan | T16182-XW03-P0LA-110048 ¦ T16182-YT01-P0LB-122101 ¦ T16182-YT10-P0SGC-138121 ¦ T16182-YT10-P0ZEN-152226 ¦ T14211-7318-02-ME-F02-002 ¦ T14211-7318-02-ME-F02-003 ¦ T14211-7318-02-ME-F10-001 ¦ T14211-7318-02-ME-F10-002 ¦ T14211-7318-02-ME-F01-001 ¦ T14211-7318-02-ME-F01-002 ¦ T14211-7318-02-ME-F08-001 | SIZING CALCULATION FOR HRSG FEEDWATER PUMP ¦ HRSG - ILLUMINATION CALCULATION ¦ HYDRAULIC CALCULATION OF WATER SPRAY SYSTEM FOR BURNER FOR HRSG ¦ ILLUMINATION CALCULATION - CHEMICAL DOSING SHELTER FOR HRSG ¦ HRSG_STRENGTH CALCULATION REPORT FOR HRSG STACK ¦ HRSG_STRENGTH CALCULATION REPORT FOR HRSG BYPASS STACK ¦ HRSG_ASME Strength Calculation Sheet for Drum ¦ HRSG_ASME Strength Calculation Sheet for Blowdown Tank ¦ HRSG_ASME Strength calculation Sheets for Header ¦ HRSG_ASME Strength Calculation for Link ¦ HRSG_Calculation of each Drum Volume | Explicit ASME strength calculation sheet for drum in source titles.
278 | HRSG Vendor Document List | HRSG ASME Strength Calculation Sheet for Blowdown Tank | 1728 | Fadhili ¦ Karabatan | T16182-XW03-P0LA-110048 ¦ T16182-YT01-P0LB-122101 ¦ T16182-YT10-P0SGC-138121 ¦ T16182-YT10-P0ZEN-152226 ¦ T14211-7318-02-ME-F02-002 ¦ T14211-7318-02-ME-F02-003 ¦ T14211-7318-02-ME-F10-001 ¦ T14211-7318-02-ME-F10-002 ¦ T14211-7318-02-ME-F01-001 ¦ T14211-7318-02-ME-F01-002 ¦ T14211-7318-02-ME-F08-001 | SIZING CALCULATION FOR HRSG FEEDWATER PUMP ¦ HRSG - ILLUMINATION CALCULATION ¦ HYDRAULIC CALCULATION OF WATER SPRAY SYSTEM FOR BURNER FOR HRSG ¦ ILLUMINATION CALCULATION - CHEMICAL DOSING SHELTER FOR HRSG ¦ HRSG_STRENGTH CALCULATION REPORT FOR HRSG STACK ¦ HRSG_STRENGTH CALCULATION REPORT FOR HRSG BYPASS STACK ¦ HRSG_ASME Strength Calculation Sheet for Drum ¦ HRSG_ASME Strength Calculation Sheet for Blowdown Tank ¦ HRSG_ASME Strength calculation Sheets for Header ¦ HRSG_ASME Strength Calculation for Link ¦ HRSG_Calculation of each Drum Volume | Explicit ASME strength calculation sheet for blowdown tank in source titles; mapped to Drain System.
279 | HRSG Vendor Document List | HRSG ASME Strength Calculation Sheets for Header | 1728 | Fadhili ¦ Karabatan | T16182-XW03-P0LA-110048 ¦ T16182-YT01-P0LB-122101 ¦ T16182-YT10-P0SGC-138121 ¦ T16182-YT10-P0ZEN-152226 ¦ T14211-7318-02-ME-F02-002 ¦ T14211-7318-02-ME-F02-003 ¦ T14211-7318-02-ME-F10-001 ¦ T14211-7318-02-ME-F10-002 ¦ T14211-7318-02-ME-F01-001 ¦ T14211-7318-02-ME-F01-002 ¦ T14211-7318-02-ME-F08-001 | SIZING CALCULATION FOR HRSG FEEDWATER PUMP ¦ HRSG - ILLUMINATION CALCULATION ¦ HYDRAULIC CALCULATION OF WATER SPRAY SYSTEM FOR BURNER FOR HRSG ¦ ILLUMINATION CALCULATION - CHEMICAL DOSING SHELTER FOR HRSG ¦ HRSG_STRENGTH CALCULATION REPORT FOR HRSG STACK ¦ HRSG_STRENGTH CALCULATION REPORT FOR HRSG BYPASS STACK ¦ HRSG_ASME Strength Calculation Sheet for Drum ¦ HRSG_ASME Strength Calculation Sheet for Blowdown Tank ¦ HRSG_ASME Strength calculation Sheets for Header ¦ HRSG_ASME Strength Calculation for Link ¦ HRSG_Calculation of each Drum Volume | Explicit ASME strength calculation sheets for header in source titles.
280 | HRSG Vendor Document List | HRSG ASME Strength Calculation for Link | 1728 | Fadhili ¦ Karabatan | T16182-XW03-P0LA-110048 ¦ T16182-YT01-P0LB-122101 ¦ T16182-YT10-P0SGC-138121 ¦ T16182-YT10-P0ZEN-152226 ¦ T14211-7318-02-ME-F02-002 ¦ T14211-7318-02-ME-F02-003 ¦ T14211-7318-02-ME-F10-001 ¦ T14211-7318-02-ME-F10-002 ¦ T14211-7318-02-ME-F01-001 ¦ T14211-7318-02-ME-F01-002 ¦ T14211-7318-02-ME-F08-001 | SIZING CALCULATION FOR HRSG FEEDWATER PUMP ¦ HRSG - ILLUMINATION CALCULATION ¦ HYDRAULIC CALCULATION OF WATER SPRAY SYSTEM FOR BURNER FOR HRSG ¦ ILLUMINATION CALCULATION - CHEMICAL DOSING SHELTER FOR HRSG ¦ HRSG_STRENGTH CALCULATION REPORT FOR HRSG STACK ¦ HRSG_STRENGTH CALCULATION REPORT FOR HRSG BYPASS STACK ¦ HRSG_ASME Strength Calculation Sheet for Drum ¦ HRSG_ASME Strength Calculation Sheet for Blowdown Tank ¦ HRSG_ASME Strength calculation Sheets for Header ¦ HRSG_ASME Strength Calculation for Link ¦ HRSG_Calculation of each Drum Volume | Explicit ASME strength calculation for link in source titles.
281 | HRSG Vendor Document List | HRSG Calculation of Each Drum Volume | 1728 | Fadhili ¦ Karabatan | T16182-XW03-P0LA-110048 ¦ T16182-YT01-P0LB-122101 ¦ T16182-YT10-P0SGC-138121 ¦ T16182-YT10-P0ZEN-152226 ¦ T14211-7318-02-ME-F02-002 ¦ T14211-7318-02-ME-F02-003 ¦ T14211-7318-02-ME-F10-001 ¦ T14211-7318-02-ME-F10-002 ¦ T14211-7318-02-ME-F01-001 ¦ T14211-7318-02-ME-F01-002 ¦ T14211-7318-02-ME-F08-001 | SIZING CALCULATION FOR HRSG FEEDWATER PUMP ¦ HRSG - ILLUMINATION CALCULATION ¦ HYDRAULIC CALCULATION OF WATER SPRAY SYSTEM FOR BURNER FOR HRSG ¦ ILLUMINATION CALCULATION - CHEMICAL DOSING SHELTER FOR HRSG ¦ HRSG_STRENGTH CALCULATION REPORT FOR HRSG STACK ¦ HRSG_STRENGTH CALCULATION REPORT FOR HRSG BYPASS STACK ¦ HRSG_ASME Strength Calculation Sheet for Drum ¦ HRSG_ASME Strength Calculation Sheet for Blowdown Tank ¦ HRSG_ASME Strength calculation Sheets for Header ¦ HRSG_ASME Strength Calculation for Link ¦ HRSG_Calculation of each Drum Volume | Explicit 'Calculation of each Drum Volume' in source titles.
282 | HRSG Vendor Document List | HRSG Chemical Dosing Shelter Portable Extinguisher Arrangement | 1700 | Fadhili | T16182-YD00-P0SGZ-139831 | PORTABLE EXTINGUISHER ARRANGEMENT FOR CHEMICAL DOSING SHELTER FOR HRSG | Merged same portable extinguisher arrangement deliverable variations; standardized to HRSG chemical dosing shelter.
282 | HRSG Vendor Document List | HRSG Chemical Dosing Shelter Portable Extinguisher Arrangement | 1702 | Fadhili | T16182-YD00-P0SGZ-139731 | PORTABLE EXTINGUISHER ARRANGEMENT FOR CHEMICAL DOSING SHELTER FOR STG & HRSG | Merged same portable extinguisher arrangement deliverable variations; standardized to HRSG chemical dosing shelter.
283 | HRSG Vendor Document List | Chemical Dosing Shelter Plan (STG & HRSG) | 1703 | Fadhili | T16182-CA00-P0GEN-185801 ¦ T16182-CA01-P0GEN-185851 ¦ T16182-CA01-P0GEN-185852 | CHEMICAL DOSING SHELTER FOR STG & HRSG - GROUND FLOOR PLAN, ROOF PLAN ¦ CHEMICAL DOSING SHELTER FOR STG & HRSG - GROUND FLOOR FRAMING PLAN ¦ CHEMICAL DOSING SHELTER FOR STG & HRSG - GROUND FLOOR FRAMING PLAN, ROOF FRAMING PLAN | Retained as vendor-issued building/structure plan evidence; title standardized while keeping combined STG & HRSG scope as per source.
284 | HRSG Vendor Document List | Chemical Dosing Shelter Structural Detail Drawings (STG & HRSG) | 1701 | Fadhili | T16182-CA00-P0GEN-185802 ¦ T16182-CA00-P0GEN-185803 ¦ T16182-CA01-P0GEN-185853 | CHEMICAL DOSING SHELTER FOR STG & HRSG - ELEVATION ¦ CHEMICAL DOSING SHELTER FOR STG & HRSG - MAIN SECTION ¦ CHEMICAL DOSING SHELTER FOR STG & HRSG - FRAMING ELEVATION | Consolidated elevation/section/framing elevation into a single structural detail drawing deliverable line for the shelter per source evidence.
285 | HRSG Vendor Document List | Chemical Dosing Shelter Calculation (STG & HRSG) | 1743 | Fadhili | T16182-YT10-P0ZEN-152225 ¦ T16182-CA06-P0GEN-185800 | ILLUMINATION CALCULATION - CHEMICAL DOSING SHELTER FOR STG & HRSG ¦ CHEMICAL DOSING SHELTER FOR STG & HRSG - CALCULATION | Kept separate from illumination calculation; source explicitly provides 'CHEMICAL DOSING SHELTER ... - CALCULATION'.
286 | HRSG Vendor Document List | HRSG Feedwater Pump Instrument List and Data Sheets | 6877 | Fadhili | T16182-YT02-P0LAC-126011 | HRSG FEEDWATER PUMP - LIST AND DATA SHEET FOR INSTRUMENT | Standardized from 'HRSG FEEDWATER PUMP - LIST AND DATA SHEET FOR INSTRUMENT'.
287 | HRSG Vendor Document List | HRSG Feedwater Pump I & C Junction Box Drawing | 6937 | Fadhili | T16182-YB11-P0LAC-126301 ¦ T16182-YD00-P0LAC-126007 ¦ T16182-YD00-P0LAC-126019 ¦ T16182-YK08-P0LAC-126027 | HRSG FEEDWATER PUMP - I&C JUNCTION BOX DRAWING ¦ HRSG FEEDWATER PUMP - NAME PLATE DRAWING ¦ HRSG FEEDWATER PUMP - EMERGENCY PUSH BUTTON DRAWING ¦ HRSG FEEDWATER PUMP - FLEXIBLE COUPLING DATA SHEET & DRAWING | Split out distinct drawing types from mixed source row; retained I&C JB drawing as separate deliverable.
288 | HRSG Vendor Document List | HRSG Feedwater Pump Name Plate Drawing | 6937 | Fadhili | T16182-YB11-P0LAC-126301 ¦ T16182-YD00-P0LAC-126007 ¦ T16182-YD00-P0LAC-126019 ¦ T16182-YK08-P0LAC-126027 | HRSG FEEDWATER PUMP - I&C JUNCTION BOX DRAWING ¦ HRSG FEEDWATER PUMP - NAME PLATE DRAWING ¦ HRSG FEEDWATER PUMP - EMERGENCY PUSH BUTTON DRAWING ¦ HRSG FEEDWATER PUMP - FLEXIBLE COUPLING DATA SHEET & DRAWING | Split out name plate drawing from mixed row; treated as mechanical drawing deliverable.
289 | HRSG Vendor Document List | HRSG Feedwater Pump Emergency Push Button Drawing | 6937 | Fadhili | T16182-YB11-P0LAC-126301 ¦ T16182-YD00-P0LAC-126007 ¦ T16182-YD00-P0LAC-126019 ¦ T16182-YK08-P0LAC-126027 | HRSG FEEDWATER PUMP - I&C JUNCTION BOX DRAWING ¦ HRSG FEEDWATER PUMP - NAME PLATE DRAWING ¦ HRSG FEEDWATER PUMP - EMERGENCY PUSH BUTTON DRAWING ¦ HRSG FEEDWATER PUMP - FLEXIBLE COUPLING DATA SHEET & DRAWING | Split out emergency push button drawing as a distinct I&C deliverable.
290 | HRSG Vendor Document List | HRSG Feedwater Pump Flexible Coupling Data Sheet | 6937 | Fadhili | T16182-YB11-P0LAC-126301 ¦ T16182-YD00-P0LAC-126007 ¦ T16182-YD00-P0LAC-126019 ¦ T16182-YK08-P0LAC-126027 | HRSG FEEDWATER PUMP - I&C JUNCTION BOX DRAWING ¦ HRSG FEEDWATER PUMP - NAME PLATE DRAWING ¦ HRSG FEEDWATER PUMP - EMERGENCY PUSH BUTTON DRAWING ¦ HRSG FEEDWATER PUMP - FLEXIBLE COUPLING DATA SHEET & DRAWING | Source provides 'FLEXIBLE COUPLING DATA SHEET & DRAWING'; split into data sheet vs drawing; this row is data sheet.
291 | HRSG Vendor Document List | HRSG Feedwater Pump Flexible Coupling Drawing | 6937 | Fadhili | T16182-YB11-P0LAC-126301 ¦ T16182-YD00-P0LAC-126007 ¦ T16182-YD00-P0LAC-126019 ¦ T16182-YK08-P0LAC-126027 | HRSG FEEDWATER PUMP - I&C JUNCTION BOX DRAWING ¦ HRSG FEEDWATER PUMP - NAME PLATE DRAWING ¦ HRSG FEEDWATER PUMP - EMERGENCY PUSH BUTTON DRAWING ¦ HRSG FEEDWATER PUMP - FLEXIBLE COUPLING DATA SHEET & DRAWING | Second split from 'FLEXIBLE COUPLING DATA SHEET & DRAWING' to keep drawing separate.
292 | HRSG Vendor Document List | HRSG Steam Drum Assembly and Detail Drawings | 6900 | R&N | SAU4005-G011-HYA-&ELD-04914 ¦ SAU4005-G011-HAA-&MDD-04822 ¦ SAU4005-G011-HAA-&MDD-04823 ¦ SAU4005-G011-HAA-&MDD-04824 ¦ SAU4005-G011-HAA-&MDD-04825 ¦ SAU4005-G011-HAA-&MLU-04828 ¦ SAU4005-G011-HAA-&MLU-04829 ¦ SAU4005-G011-HYA-&ELU-04915 ¦ SAU4005-G011-HAA-&MTC-05071 ¦ SAU4005-G011-HAA-&MTC-05072 ¦ SAU4005-G011-HNY-&MLU-05128 ¦ SAU4005-G011-H__-&MDD-05141 ¦ SAU4005-G011-HA_-&MPA-04879 | HRSG(V) - Instrument Installation Detail Drawings ¦ HRSG(V) - Assembly Drawing of Steam Drum ¦ HRSG(V) - Detail of External Attachment of Steam Drum ¦ HRSG(V) - Internal Assembly Drawing of Steam Drum ¦ HRSG(V) - HP Steam Drum Name Plate Detail ¦ HRSG(V) - Equipment Outline Drawing for Blowdown Tank ¦ HRSG(V) - Link Assembly Drawing ¦ HRSG(V) - Local Panel Assembly Drawing for Diverter & Guillotine Damper ¦ HRSG(V) - Internal Tray Enclosure Detail for Deaerator ¦ HRSG(V) - Internal Spray Header Detail for Deaerator ¦ HRSG(V) - Assembly Drawing for Ammonia Unloading Area Shed ¦ HRSG(V) – HP, RH Section Dissimilar Metal Weld Analysis Report ¦ HRSG(V) - Manual Valve List and ASSEMBLY Drawing for HRSG Piping | Consolidated multiple steam drum drawing titles (assembly/internal/external attachment/name plate) into a single standard deliverable line.
293 | HRSG Vendor Document List | HRSG Blowdown Tank Equipment Outline Drawing | 6900 | R&N | SAU4005-G011-HYA-&ELD-04914 ¦ SAU4005-G011-HAA-&MDD-04822 ¦ SAU4005-G011-HAA-&MDD-04823 ¦ SAU4005-G011-HAA-&MDD-04824 ¦ SAU4005-G011-HAA-&MDD-04825 ¦ SAU4005-G011-HAA-&MLU-04828 ¦ SAU4005-G011-HAA-&MLU-04829 ¦ SAU4005-G011-HYA-&ELU-04915 ¦ SAU4005-G011-HAA-&MTC-05071 ¦ SAU4005-G011-HAA-&MTC-05072 ¦ SAU4005-G011-HNY-&MLU-05128 ¦ SAU4005-G011-H__-&MDD-05141 ¦ SAU4005-G011-HA_-&MPA-04879 | HRSG(V) - Instrument Installation Detail Drawings ¦ HRSG(V) - Assembly Drawing of Steam Drum ¦ HRSG(V) - Detail of External Attachment of Steam Drum ¦ HRSG(V) - Internal Assembly Drawing of Steam Drum ¦ HRSG(V) - HP Steam Drum Name Plate Detail ¦ HRSG(V) - Equipment Outline Drawing for Blowdown Tank ¦ HRSG(V) - Link Assembly Drawing ¦ HRSG(V) - Local Panel Assembly Drawing for Diverter & Guillotine Damper ¦ HRSG(V) - Internal Tray Enclosure Detail for Deaerator ¦ HRSG(V) - Internal Spray Header Detail for Deaerator ¦ HRSG(V) - Assembly Drawing for Ammonia Unloading Area Shed ¦ HRSG(V) – HP, RH Section Dissimilar Metal Weld Analysis Report ¦ HRSG(V) - Manual Valve List and ASSEMBLY Drawing for HRSG Piping | Explicit 'Equipment Outline Drawing for Blowdown Tank' in source titles; mapped to Drain System.
294 | HRSG Vendor Document List | HRSG Deaerator Internal Details (Spray Header and Tray Enclosure) | 6900 | R&N | SAU4005-G011-HYA-&ELD-04914 ¦ SAU4005-G011-HAA-&MDD-04822 ¦ SAU4005-G011-HAA-&MDD-04823 ¦ SAU4005-G011-HAA-&MDD-04824 ¦ SAU4005-G011-HAA-&MDD-04825 ¦ SAU4005-G011-HAA-&MLU-04828 ¦ SAU4005-G011-HAA-&MLU-04829 ¦ SAU4005-G011-HYA-&ELU-04915 ¦ SAU4005-G011-HAA-&MTC-05071 ¦ SAU4005-G011-HAA-&MTC-05072 ¦ SAU4005-G011-HNY-&MLU-05128 ¦ SAU4005-G011-H__-&MDD-05141 ¦ SAU4005-G011-HA_-&MPA-04879 | HRSG(V) - Instrument Installation Detail Drawings ¦ HRSG(V) - Assembly Drawing of Steam Drum ¦ HRSG(V) - Detail of External Attachment of Steam Drum ¦ HRSG(V) - Internal Assembly Drawing of Steam Drum ¦ HRSG(V) - HP Steam Drum Name Plate Detail ¦ HRSG(V) - Equipment Outline Drawing for Blowdown Tank ¦ HRSG(V) - Link Assembly Drawing ¦ HRSG(V) - Local Panel Assembly Drawing for Diverter & Guillotine Damper ¦ HRSG(V) - Internal Tray Enclosure Detail for Deaerator ¦ HRSG(V) - Internal Spray Header Detail for Deaerator ¦ HRSG(V) - Assembly Drawing for Ammonia Unloading Area Shed ¦ HRSG(V) – HP, RH Section Dissimilar Metal Weld Analysis Report ¦ HRSG(V) - Manual Valve List and ASSEMBLY Drawing for HRSG Piping | Grouped related deaerator internal detail drawings into a single standard line item.
295 | HRSG Vendor Document List | HRSG Ammonia Unloading Area Shed Assembly Drawing | 6900 | R&N | SAU4005-G011-HYA-&ELD-04914 ¦ SAU4005-G011-HAA-&MDD-04822 ¦ SAU4005-G011-HAA-&MDD-04823 ¦ SAU4005-G011-HAA-&MDD-04824 ¦ SAU4005-G011-HAA-&MDD-04825 ¦ SAU4005-G011-HAA-&MLU-04828 ¦ SAU4005-G011-HAA-&MLU-04829 ¦ SAU4005-G011-HYA-&ELU-04915 ¦ SAU4005-G011-HAA-&MTC-05071 ¦ SAU4005-G011-HAA-&MTC-05072 ¦ SAU4005-G011-HNY-&MLU-05128 ¦ SAU4005-G011-H__-&MDD-05141 ¦ SAU4005-G011-HA_-&MPA-04879 | HRSG(V) - Instrument Installation Detail Drawings ¦ HRSG(V) - Assembly Drawing of Steam Drum ¦ HRSG(V) - Detail of External Attachment of Steam Drum ¦ HRSG(V) - Internal Assembly Drawing of Steam Drum ¦ HRSG(V) - HP Steam Drum Name Plate Detail ¦ HRSG(V) - Equipment Outline Drawing for Blowdown Tank ¦ HRSG(V) - Link Assembly Drawing ¦ HRSG(V) - Local Panel Assembly Drawing for Diverter & Guillotine Damper ¦ HRSG(V) - Internal Tray Enclosure Detail for Deaerator ¦ HRSG(V) - Internal Spray Header Detail for Deaerator ¦ HRSG(V) - Assembly Drawing for Ammonia Unloading Area Shed ¦ HRSG(V) – HP, RH Section Dissimilar Metal Weld Analysis Report ¦ HRSG(V) - Manual Valve List and ASSEMBLY Drawing for HRSG Piping | Explicit 'Assembly Drawing for Ammonia Unloading Area Shed' in source titles; kept as building/structure scope deliverable.
296 | HRSG Vendor Document List | HRSG HP, RH Section Dissimilar Metal Weld Analysis Report | 6900 | R&N | SAU4005-G011-HYA-&ELD-04914 ¦ SAU4005-G011-HAA-&MDD-04822 ¦ SAU4005-G011-HAA-&MDD-04823 ¦ SAU4005-G011-HAA-&MDD-04824 ¦ SAU4005-G011-HAA-&MDD-04825 ¦ SAU4005-G011-HAA-&MLU-04828 ¦ SAU4005-G011-HAA-&MLU-04829 ¦ SAU4005-G011-HYA-&ELU-04915 ¦ SAU4005-G011-HAA-&MTC-05071 ¦ SAU4005-G011-HAA-&MTC-05072 ¦ SAU4005-G011-HNY-&MLU-05128 ¦ SAU4005-G011-H__-&MDD-05141 ¦ SAU4005-G011-HA_-&MPA-04879 | HRSG(V) - Instrument Installation Detail Drawings ¦ HRSG(V) - Assembly Drawing of Steam Drum ¦ HRSG(V) - Detail of External Attachment of Steam Drum ¦ HRSG(V) - Internal Assembly Drawing of Steam Drum ¦ HRSG(V) - HP Steam Drum Name Plate Detail ¦ HRSG(V) - Equipment Outline Drawing for Blowdown Tank ¦ HRSG(V) - Link Assembly Drawing ¦ HRSG(V) - Local Panel Assembly Drawing for Diverter & Guillotine Damper ¦ HRSG(V) - Internal Tray Enclosure Detail for Deaerator ¦ HRSG(V) - Internal Spray Header Detail for Deaerator ¦ HRSG(V) - Assembly Drawing for Ammonia Unloading Area Shed ¦ HRSG(V) – HP, RH Section Dissimilar Metal Weld Analysis Report ¦ HRSG(V) - Manual Valve List and ASSEMBLY Drawing for HRSG Piping | Explicit analysis report deliverable in source titles; categorized under Study per allowed L1 taxonomy.
297 | HRSG Vendor Document List | HRSG SCR Material Safety Data Sheet | 6730 | R&N | SAU4005-G011-HYA-&EDA-04920 ¦ SAU4005-G011-HYA-&EDA-04934 ¦ SAU4005-G011-HNY-&MDA-04975 ¦ SAU4005-G011-HHA-&MDA-05014 ¦ SAU4005-G011-HHA-&MDA-05012 ¦ SAU4005-G011-HNY-&MDA-05058 ¦ SAU4005-G011-HYA-&EDA-04955 | HRSG(V) - Instrument Data Sheet for Diverter & Guillotine Damper ¦ HRSG(V) - Instrument List and Data Sheet for CEMS ¦ HRSG(V) - Instrument Data Sheet for SCR ¦ HRSG(V) - Instrument Data Sheet for Duct Burner ¦ HRSG(V) - Cooling Air Fan Data Sheet for Duct Burner ¦ HRSG(V) - Material Safety Data Sheet for SCR ¦ HRSG(V) - Motor Data Sheet | Source includes 'Material Safety Data Sheet for SCR' but document_type in source row is 'Technical Data Sheet'; standardized as MSDS deliverable and flagged for review due to type mismatch.
298 | HRSG Vendor Document List | HRSG Main Stack Field Erection General Arrangement Drawing | 1851 | Muara Tawar | MRT-UE00-P2LB-122010 | [HRSG(For Block 2)]_HRSG_ARRANGEMENT OF MAIN STACK & FIELD ERECTION | Merged duplicate deliverable differing only by block qualifier (Block 2 vs Block 3,4) for same HRSG main stack field erection GA.
298 | HRSG Vendor Document List | HRSG Main Stack Field Erection General Arrangement Drawing | 1852 | Muara Tawar | MRT-UE00-P3LB-122010 | [HRSG(for Block 3, 4)]_HRSG_ARRANGEMENT OF MAIN STACK & FIELD ERECTION | Merged duplicate deliverable differing only by block qualifier (Block 2 vs Block 3,4) for same HRSG main stack field erection GA.
299 | HRSG Vendor Document List | Ammonia Storage Tank Design Calculations | 1846 | R&N | SAU4005-G107-EGB-&MED-07611 ¦ SAU4005-G107-GHC-&MED-07622 ¦ SAU4005-G107-GHD-&MED-07633 ¦ SAU4005-G107-GMG-&MED-07644 ¦ SAU4005-G107-HSJ-&MED-07655 | Field Erected Tank(V)-Fuel Oil Storage Tank Calculations 1 & 2 ¦ Field Erected Tank(V)-DM Water Storage Tank Calculations 1 & 2 ¦ Field Erected Tank(V)-Service Cum Fire Water Storage Tank Calculations 1 & 2 ¦ Field Erected Tank(V)-HRSG Blow Down Water Storage Tank Calculations 1 & 2 ¦ Field Erected Tank(V)-Amonia Storage Tank Calculations 1 & 2 | Standardized tank-specific calculation title from bundled Field Erected Tank calculations list; retained ammonia tank scope supported by source sub_system/title evidence.
300 | HRSG Vendor Document List | Ammonia Storage Tank 1 & 2 General Arrangement Drawing | 1847 | R&N | SAU4005-G107-EGB-&MTC-07601 ¦ SAU4005-G107-GHC-&MTC-07612 ¦ SAU4005-G107-GHD-&MTC-07623 ¦ SAU4005-G107-GMG-&MTC-07634 ¦ SAU4005-G107-HSJ-&MTC-07645 | Field Erected Tank(V)-General Arrangement Drawing of Fuel Oil Storage Tank 1 & 2 ¦ Field Erected Tank(V)-General Arrangement Drawing of DM Water Storage Tank 1 & 2 ¦ Field Erected Tank(V)-General Arrangement Drawing of Service Cum Fire Water Storage Tank 1 & 2 ¦ Field Erected Tank(V)-General Arrangement Drawing of HRSG Blow Down Water Storage Tank 1 & 2 ¦ Field Erected Tank(V)-General Arrangement Drawing of Amonia Storage Tank 1 & 2 | Extracted ammonia tank GA from multi-tank GA bundle; kept tank count '1 & 2' as in source evidence.
301 | HRSG Vendor Document List | HRSG Blowdown System Summary | 1879 | Muara Tawar | MRT-XS00-P2LB-122037 | [HRSG(For Block 2)]_HRSG_BLOWDOWN SYSTEM SUMMARY | Merged same blowdown system summary deliverable across different blocks.
301 | HRSG Vendor Document List | HRSG Blowdown System Summary | 1880 | Muara Tawar | MRT-XS00-P3LB-122037 | [HRSG(For Block 3, 4)]_HRSG_BLOWDOWN SYSTEM SUMMARY | Merged same blowdown system summary deliverable across different blocks.
302 | HRSG Vendor Document List | HRSG Blowdown Tanks Sizing | 1884 | Turkistan | CCP-W-B114-02-ME-A07-0011 | HRSG_Blowdown Tanks Sizing | Kept as separate sizing deliverable specific to blowdown tanks per source title.
303 | HRSG Vendor Document List | HRSG Blowdown Tank Equipment Outline / Detail Drawing | 1881 | Grati |  | [HRSG]_EQUIPMENT OUTLINE DRAWING FOR BLOWDOWN TANK | Merged identical blowdown tank outline/detail drawing deliverable across projects/blocks.
303 | HRSG Vendor Document List | HRSG Blowdown Tank Equipment Outline / Detail Drawing | 1882 | Muara Tawar | MRT-YD00-P2LB-122055 | [HRSG(For Block 2)]_HRSG_EQUIPMENT OUTLINE DRAWING FOR BLOWDOWN TANK | Merged identical blowdown tank outline/detail drawing deliverable across projects/blocks.
303 | HRSG Vendor Document List | HRSG Blowdown Tank Equipment Outline / Detail Drawing | 1883 | Muara Tawar | MRT-YD00-P3LB-122055 | [HRSG(For Block 3, 4)]_HRSG_EQUIPMENT OUTLINE DRAWING FOR BLOWDOWN TANK | Merged identical blowdown tank outline/detail drawing deliverable across projects/blocks.
304 | HRSG Vendor Document List | HRSG Casing & Field Erection General Arrangement Drawing | 1903 | Fadhili ¦ Grati ¦ Karabatan | T16182-UE00-P0LB-122008 ¦ GRT-UE00-P1H-300007 ¦ T14211-7318-02-ME-B05-401 | HRSG - ARRANGEMENT OF CASING & FIELD ERECTION ¦ [HRSG]_ARRANGEMENT OF CASING & FIELD ERECTION ¦ HRSG_ARRANGEMENT OF CASING & FIELD ERECTION | Standardized casing & field erection GA title; single consolidated deliverable evidenced by multiple projects in one row.
305 | HRSG Vendor Document List | HRSG Casing Expansion Joint Installation Drawing | 1902 | Muara Tawar | MRT-YD00-P2LB-122120 | [HRSG(for Block 2, 3&4)]_HRSG_CASING EXPANSION JOINT DRAWINGS FOR INSTALLATION | Standardized installation drawing title for casing expansion joint; removed block qualifiers.
306 | HRSG Vendor Document List | HRSG SCR Catalyst Frame & Sealing Arrangement General Arrangement Drawing | 1904 | Ukudu |  | CATALYST FRAME & SEALING ARRANGEMENT DRAWING FOR HRSG SCR | Normalized to HRSG SCR catalyst frame/sealing arrangement GA per source title.
307 | HRSG Vendor Document List | HRSG Preservation and Storage Procedure | 1944 | Fadhili ¦ Grati ¦ Karabatan | T16182-YR01-P0LB-122082 ¦ T16182-YL08-P0LB-122083 ¦ GRT-QA00-P0H-040002 ¦ GRT-QA00-P0H-040003 ¦ GRT-QA00-P0H-040004 ¦ GRT-QA00-P0H-040005 ¦ GRT-QA00-P0H-040017 ¦ GRT-YR01-P1H-300054 ¦ GRT-YR01-P1H-300055 ¦ GRT-DN02-P1H-830012 ¦ GRT-DN02-P1LBF-830013 ¦ T14211-7318-CS-PPI-0001-000 ¦ T14211-7318-02-ME-B25-001 ¦ T14211-7318-02-ME-C10-001 ¦ T14211-7318-02-ME-B26-001 ¦ T14211-7318-02-ME-F99-002 ¦ GRT-QA00-P0H-040013 ¦ GRT-QA00-P0H-040014 ¦ GRT-QA00-P0H-040018 | HRSG - CHEMICAL CLEANING PROCEDURE ¦ HRSG - PRESERVATION AND STORAGE PROCEDURE ¦ [HRSG]_NDE Procedure for HRSG HP Drum ¦ [HRSG]_NDE Procedure for HRSG LP Drum ¦ [HRSG]_Heat Treatment Procedure for HRSG Heat Exchanger ¦ [HRSG]_NDE Procedure for HRSG Heat Exchanger ¦ [HRSG]_Welding Consumable Control Procedure for HRSG Pressure Part ¦ [HRSG]_CHEMICAL CLEANING PROCEDURE ¦ [HRSG]_CONSERVATION PROCEDURE ¦ [Commissioning Procedure] HRSG ¦ [Commissioning Procedure] HRSG Safety Valve Popping Test ¦ Commissioning Procedure for HRSG ¦ RECOMMENDED HRSG ERECTION PROCEDURE ¦ HRSG_Hydrostatic test procedure ¦ HRSG_Chemical Cleaning Procedure ¦ HRSG_HRSG conservation procedure ¦ NDE Procedure for HRSG Piping ¦ Heat Treatment Procedure for HRSG Piping ¦ [HRSG]_Welding Consumable Control Procedure for HRSG Piping ¦ [HRSG]_NDE Procedure for HRSG Piping ¦ [HRSG]_Heat Treatment Procedure for HRSG Piping | Split conservation/preservation-related procedures from mixed procedure bundle; title supported by explicit 'PRESERVATION AND STORAGE PROCEDURE' evidence.
307 | HRSG Vendor Document List | HRSG Preservation and Storage Procedure | 1945 | Muara Tawar | MRT-YR01-P2LB-122082 ¦ MRT-YL08-P2LB-122083 ¦ MRT-DN05-P2LB-122110 | [HRSG(For Block 2, 3&4)]_HRSG_CHEMICAL CLEANING PROCEDURE ¦ [HRSG(For Block 2, 3&4)]_HRSG_CONSERVATION PROCEDURE ¦ [HRSG(For Block 2, 3&4)]_COMMISSIONING PROCEDURE FOR DIVERTER DAMPER, GUILLOTTINE | Split conservation/preservation-related procedures from mixed procedure bundle; title supported by explicit 'PRESERVATION AND STORAGE PROCEDURE' evidence.
308 | HRSG Vendor Document List | HRSG Chemical Cleaning Procedure | 1944 | Fadhili ¦ Grati ¦ Karabatan | T16182-YR01-P0LB-122082 ¦ T16182-YL08-P0LB-122083 ¦ GRT-QA00-P0H-040002 ¦ GRT-QA00-P0H-040003 ¦ GRT-QA00-P0H-040004 ¦ GRT-QA00-P0H-040005 ¦ GRT-QA00-P0H-040017 ¦ GRT-YR01-P1H-300054 ¦ GRT-YR01-P1H-300055 ¦ GRT-DN02-P1H-830012 ¦ GRT-DN02-P1LBF-830013 ¦ T14211-7318-CS-PPI-0001-000 ¦ T14211-7318-02-ME-B25-001 ¦ T14211-7318-02-ME-C10-001 ¦ T14211-7318-02-ME-B26-001 ¦ T14211-7318-02-ME-F99-002 ¦ GRT-QA00-P0H-040013 ¦ GRT-QA00-P0H-040014 ¦ GRT-QA00-P0H-040018 | HRSG - CHEMICAL CLEANING PROCEDURE ¦ HRSG - PRESERVATION AND STORAGE PROCEDURE ¦ [HRSG]_NDE Procedure for HRSG HP Drum ¦ [HRSG]_NDE Procedure for HRSG LP Drum ¦ [HRSG]_Heat Treatment Procedure for HRSG Heat Exchanger ¦ [HRSG]_NDE Procedure for HRSG Heat Exchanger ¦ [HRSG]_Welding Consumable Control Procedure for HRSG Pressure Part ¦ [HRSG]_CHEMICAL CLEANING PROCEDURE ¦ [HRSG]_CONSERVATION PROCEDURE ¦ [Commissioning Procedure] HRSG ¦ [Commissioning Procedure] HRSG Safety Valve Popping Test ¦ Commissioning Procedure for HRSG ¦ RECOMMENDED HRSG ERECTION PROCEDURE ¦ HRSG_Hydrostatic test procedure ¦ HRSG_Chemical Cleaning Procedure ¦ HRSG_HRSG conservation procedure ¦ NDE Procedure for HRSG Piping ¦ Heat Treatment Procedure for HRSG Piping ¦ [HRSG]_Welding Consumable Control Procedure for HRSG Piping ¦ [HRSG]_NDE Procedure for HRSG Piping ¦ [HRSG]_Heat Treatment Procedure for HRSG Piping | Split chemical cleaning procedure as distinct standard deliverable; directly supported by multiple source titles.
308 | HRSG Vendor Document List | HRSG Chemical Cleaning Procedure | 1945 | Muara Tawar | MRT-YR01-P2LB-122082 ¦ MRT-YL08-P2LB-122083 ¦ MRT-DN05-P2LB-122110 | [HRSG(For Block 2, 3&4)]_HRSG_CHEMICAL CLEANING PROCEDURE ¦ [HRSG(For Block 2, 3&4)]_HRSG_CONSERVATION PROCEDURE ¦ [HRSG(For Block 2, 3&4)]_COMMISSIONING PROCEDURE FOR DIVERTER DAMPER, GUILLOTTINE | Split chemical cleaning procedure as distinct standard deliverable; directly supported by multiple source titles.
309 | HRSG Vendor Document List | HRSG Hydrostatic Test Procedure | 1944 | Fadhili ¦ Grati ¦ Karabatan | T16182-YR01-P0LB-122082 ¦ T16182-YL08-P0LB-122083 ¦ GRT-QA00-P0H-040002 ¦ GRT-QA00-P0H-040003 ¦ GRT-QA00-P0H-040004 ¦ GRT-QA00-P0H-040005 ¦ GRT-QA00-P0H-040017 ¦ GRT-YR01-P1H-300054 ¦ GRT-YR01-P1H-300055 ¦ GRT-DN02-P1H-830012 ¦ GRT-DN02-P1LBF-830013 ¦ T14211-7318-CS-PPI-0001-000 ¦ T14211-7318-02-ME-B25-001 ¦ T14211-7318-02-ME-C10-001 ¦ T14211-7318-02-ME-B26-001 ¦ T14211-7318-02-ME-F99-002 ¦ GRT-QA00-P0H-040013 ¦ GRT-QA00-P0H-040014 ¦ GRT-QA00-P0H-040018 | HRSG - CHEMICAL CLEANING PROCEDURE ¦ HRSG - PRESERVATION AND STORAGE PROCEDURE ¦ [HRSG]_NDE Procedure for HRSG HP Drum ¦ [HRSG]_NDE Procedure for HRSG LP Drum ¦ [HRSG]_Heat Treatment Procedure for HRSG Heat Exchanger ¦ [HRSG]_NDE Procedure for HRSG Heat Exchanger ¦ [HRSG]_Welding Consumable Control Procedure for HRSG Pressure Part ¦ [HRSG]_CHEMICAL CLEANING PROCEDURE ¦ [HRSG]_CONSERVATION PROCEDURE ¦ [Commissioning Procedure] HRSG ¦ [Commissioning Procedure] HRSG Safety Valve Popping Test ¦ Commissioning Procedure for HRSG ¦ RECOMMENDED HRSG ERECTION PROCEDURE ¦ HRSG_Hydrostatic test procedure ¦ HRSG_Chemical Cleaning Procedure ¦ HRSG_HRSG conservation procedure ¦ NDE Procedure for HRSG Piping ¦ Heat Treatment Procedure for HRSG Piping ¦ [HRSG]_Welding Consumable Control Procedure for HRSG Piping ¦ [HRSG]_NDE Procedure for HRSG Piping ¦ [HRSG]_Heat Treatment Procedure for HRSG Piping | Separated hydrostatic test procedure from mixed procedure bundle; supported by 'HRSG_Hydrostatic test procedure' source title.
310 | HRSG Vendor Document List | HRSG Recommended Erection Procedure | 1944 | Fadhili ¦ Grati ¦ Karabatan | T16182-YR01-P0LB-122082 ¦ T16182-YL08-P0LB-122083 ¦ GRT-QA00-P0H-040002 ¦ GRT-QA00-P0H-040003 ¦ GRT-QA00-P0H-040004 ¦ GRT-QA00-P0H-040005 ¦ GRT-QA00-P0H-040017 ¦ GRT-YR01-P1H-300054 ¦ GRT-YR01-P1H-300055 ¦ GRT-DN02-P1H-830012 ¦ GRT-DN02-P1LBF-830013 ¦ T14211-7318-CS-PPI-0001-000 ¦ T14211-7318-02-ME-B25-001 ¦ T14211-7318-02-ME-C10-001 ¦ T14211-7318-02-ME-B26-001 ¦ T14211-7318-02-ME-F99-002 ¦ GRT-QA00-P0H-040013 ¦ GRT-QA00-P0H-040014 ¦ GRT-QA00-P0H-040018 | HRSG - CHEMICAL CLEANING PROCEDURE ¦ HRSG - PRESERVATION AND STORAGE PROCEDURE ¦ [HRSG]_NDE Procedure for HRSG HP Drum ¦ [HRSG]_NDE Procedure for HRSG LP Drum ¦ [HRSG]_Heat Treatment Procedure for HRSG Heat Exchanger ¦ [HRSG]_NDE Procedure for HRSG Heat Exchanger ¦ [HRSG]_Welding Consumable Control Procedure for HRSG Pressure Part ¦ [HRSG]_CHEMICAL CLEANING PROCEDURE ¦ [HRSG]_CONSERVATION PROCEDURE ¦ [Commissioning Procedure] HRSG ¦ [Commissioning Procedure] HRSG Safety Valve Popping Test ¦ Commissioning Procedure for HRSG ¦ RECOMMENDED HRSG ERECTION PROCEDURE ¦ HRSG_Hydrostatic test procedure ¦ HRSG_Chemical Cleaning Procedure ¦ HRSG_HRSG conservation procedure ¦ NDE Procedure for HRSG Piping ¦ Heat Treatment Procedure for HRSG Piping ¦ [HRSG]_Welding Consumable Control Procedure for HRSG Piping ¦ [HRSG]_NDE Procedure for HRSG Piping ¦ [HRSG]_Heat Treatment Procedure for HRSG Piping | Separated erection procedure from mixed procedure bundle; supported by 'RECOMMENDED HRSG ERECTION PROCEDURE' source title.
311 | HRSG Vendor Document List | HRSG Safety Valve Popping Test Procedure | 1944 | Fadhili ¦ Grati ¦ Karabatan | T16182-YR01-P0LB-122082 ¦ T16182-YL08-P0LB-122083 ¦ GRT-QA00-P0H-040002 ¦ GRT-QA00-P0H-040003 ¦ GRT-QA00-P0H-040004 ¦ GRT-QA00-P0H-040005 ¦ GRT-QA00-P0H-040017 ¦ GRT-YR01-P1H-300054 ¦ GRT-YR01-P1H-300055 ¦ GRT-DN02-P1H-830012 ¦ GRT-DN02-P1LBF-830013 ¦ T14211-7318-CS-PPI-0001-000 ¦ T14211-7318-02-ME-B25-001 ¦ T14211-7318-02-ME-C10-001 ¦ T14211-7318-02-ME-B26-001 ¦ T14211-7318-02-ME-F99-002 ¦ GRT-QA00-P0H-040013 ¦ GRT-QA00-P0H-040014 ¦ GRT-QA00-P0H-040018 | HRSG - CHEMICAL CLEANING PROCEDURE ¦ HRSG - PRESERVATION AND STORAGE PROCEDURE ¦ [HRSG]_NDE Procedure for HRSG HP Drum ¦ [HRSG]_NDE Procedure for HRSG LP Drum ¦ [HRSG]_Heat Treatment Procedure for HRSG Heat Exchanger ¦ [HRSG]_NDE Procedure for HRSG Heat Exchanger ¦ [HRSG]_Welding Consumable Control Procedure for HRSG Pressure Part ¦ [HRSG]_CHEMICAL CLEANING PROCEDURE ¦ [HRSG]_CONSERVATION PROCEDURE ¦ [Commissioning Procedure] HRSG ¦ [Commissioning Procedure] HRSG Safety Valve Popping Test ¦ Commissioning Procedure for HRSG ¦ RECOMMENDED HRSG ERECTION PROCEDURE ¦ HRSG_Hydrostatic test procedure ¦ HRSG_Chemical Cleaning Procedure ¦ HRSG_HRSG conservation procedure ¦ NDE Procedure for HRSG Piping ¦ Heat Treatment Procedure for HRSG Piping ¦ [HRSG]_Welding Consumable Control Procedure for HRSG Piping ¦ [HRSG]_NDE Procedure for HRSG Piping ¦ [HRSG]_Heat Treatment Procedure for HRSG Piping | Kept as standalone commissioning procedure; explicitly supported by source title.
312 | HRSG Vendor Document List | HRSG NDE Procedure (Pressure Parts / Piping) | 1944 | Fadhili ¦ Grati ¦ Karabatan | T16182-YR01-P0LB-122082 ¦ T16182-YL08-P0LB-122083 ¦ GRT-QA00-P0H-040002 ¦ GRT-QA00-P0H-040003 ¦ GRT-QA00-P0H-040004 ¦ GRT-QA00-P0H-040005 ¦ GRT-QA00-P0H-040017 ¦ GRT-YR01-P1H-300054 ¦ GRT-YR01-P1H-300055 ¦ GRT-DN02-P1H-830012 ¦ GRT-DN02-P1LBF-830013 ¦ T14211-7318-CS-PPI-0001-000 ¦ T14211-7318-02-ME-B25-001 ¦ T14211-7318-02-ME-C10-001 ¦ T14211-7318-02-ME-B26-001 ¦ T14211-7318-02-ME-F99-002 ¦ GRT-QA00-P0H-040013 ¦ GRT-QA00-P0H-040014 ¦ GRT-QA00-P0H-040018 | HRSG - CHEMICAL CLEANING PROCEDURE ¦ HRSG - PRESERVATION AND STORAGE PROCEDURE ¦ [HRSG]_NDE Procedure for HRSG HP Drum ¦ [HRSG]_NDE Procedure for HRSG LP Drum ¦ [HRSG]_Heat Treatment Procedure for HRSG Heat Exchanger ¦ [HRSG]_NDE Procedure for HRSG Heat Exchanger ¦ [HRSG]_Welding Consumable Control Procedure for HRSG Pressure Part ¦ [HRSG]_CHEMICAL CLEANING PROCEDURE ¦ [HRSG]_CONSERVATION PROCEDURE ¦ [Commissioning Procedure] HRSG ¦ [Commissioning Procedure] HRSG Safety Valve Popping Test ¦ Commissioning Procedure for HRSG ¦ RECOMMENDED HRSG ERECTION PROCEDURE ¦ HRSG_Hydrostatic test procedure ¦ HRSG_Chemical Cleaning Procedure ¦ HRSG_HRSG conservation procedure ¦ NDE Procedure for HRSG Piping ¦ Heat Treatment Procedure for HRSG Piping ¦ [HRSG]_Welding Consumable Control Procedure for HRSG Piping ¦ [HRSG]_NDE Procedure for HRSG Piping ¦ [HRSG]_Heat Treatment Procedure for HRSG Piping | Consolidated multiple NDE procedures for drums/heat exchanger/piping into one standard deliverable family; all evidenced within same source bundle.
313 | HRSG Vendor Document List | HRSG Heat Treatment Procedure (Pressure Parts / Piping) | 1944 | Fadhili ¦ Grati ¦ Karabatan | T16182-YR01-P0LB-122082 ¦ T16182-YL08-P0LB-122083 ¦ GRT-QA00-P0H-040002 ¦ GRT-QA00-P0H-040003 ¦ GRT-QA00-P0H-040004 ¦ GRT-QA00-P0H-040005 ¦ GRT-QA00-P0H-040017 ¦ GRT-YR01-P1H-300054 ¦ GRT-YR01-P1H-300055 ¦ GRT-DN02-P1H-830012 ¦ GRT-DN02-P1LBF-830013 ¦ T14211-7318-CS-PPI-0001-000 ¦ T14211-7318-02-ME-B25-001 ¦ T14211-7318-02-ME-C10-001 ¦ T14211-7318-02-ME-B26-001 ¦ T14211-7318-02-ME-F99-002 ¦ GRT-QA00-P0H-040013 ¦ GRT-QA00-P0H-040014 ¦ GRT-QA00-P0H-040018 | HRSG - CHEMICAL CLEANING PROCEDURE ¦ HRSG - PRESERVATION AND STORAGE PROCEDURE ¦ [HRSG]_NDE Procedure for HRSG HP Drum ¦ [HRSG]_NDE Procedure for HRSG LP Drum ¦ [HRSG]_Heat Treatment Procedure for HRSG Heat Exchanger ¦ [HRSG]_NDE Procedure for HRSG Heat Exchanger ¦ [HRSG]_Welding Consumable Control Procedure for HRSG Pressure Part ¦ [HRSG]_CHEMICAL CLEANING PROCEDURE ¦ [HRSG]_CONSERVATION PROCEDURE ¦ [Commissioning Procedure] HRSG ¦ [Commissioning Procedure] HRSG Safety Valve Popping Test ¦ Commissioning Procedure for HRSG ¦ RECOMMENDED HRSG ERECTION PROCEDURE ¦ HRSG_Hydrostatic test procedure ¦ HRSG_Chemical Cleaning Procedure ¦ HRSG_HRSG conservation procedure ¦ NDE Procedure for HRSG Piping ¦ Heat Treatment Procedure for HRSG Piping ¦ [HRSG]_Welding Consumable Control Procedure for HRSG Piping ¦ [HRSG]_NDE Procedure for HRSG Piping ¦ [HRSG]_Heat Treatment Procedure for HRSG Piping | Consolidated heat treatment procedures for HRSG heat exchanger and piping into one standard deliverable family; evidenced in source titles.
314 | HRSG Vendor Document List | HRSG Welding Consumable Control Procedure | 1944 | Fadhili ¦ Grati ¦ Karabatan | T16182-YR01-P0LB-122082 ¦ T16182-YL08-P0LB-122083 ¦ GRT-QA00-P0H-040002 ¦ GRT-QA00-P0H-040003 ¦ GRT-QA00-P0H-040004 ¦ GRT-QA00-P0H-040005 ¦ GRT-QA00-P0H-040017 ¦ GRT-YR01-P1H-300054 ¦ GRT-YR01-P1H-300055 ¦ GRT-DN02-P1H-830012 ¦ GRT-DN02-P1LBF-830013 ¦ T14211-7318-CS-PPI-0001-000 ¦ T14211-7318-02-ME-B25-001 ¦ T14211-7318-02-ME-C10-001 ¦ T14211-7318-02-ME-B26-001 ¦ T14211-7318-02-ME-F99-002 ¦ GRT-QA00-P0H-040013 ¦ GRT-QA00-P0H-040014 ¦ GRT-QA00-P0H-040018 | HRSG - CHEMICAL CLEANING PROCEDURE ¦ HRSG - PRESERVATION AND STORAGE PROCEDURE ¦ [HRSG]_NDE Procedure for HRSG HP Drum ¦ [HRSG]_NDE Procedure for HRSG LP Drum ¦ [HRSG]_Heat Treatment Procedure for HRSG Heat Exchanger ¦ [HRSG]_NDE Procedure for HRSG Heat Exchanger ¦ [HRSG]_Welding Consumable Control Procedure for HRSG Pressure Part ¦ [HRSG]_CHEMICAL CLEANING PROCEDURE ¦ [HRSG]_CONSERVATION PROCEDURE ¦ [Commissioning Procedure] HRSG ¦ [Commissioning Procedure] HRSG Safety Valve Popping Test ¦ Commissioning Procedure for HRSG ¦ RECOMMENDED HRSG ERECTION PROCEDURE ¦ HRSG_Hydrostatic test procedure ¦ HRSG_Chemical Cleaning Procedure ¦ HRSG_HRSG conservation procedure ¦ NDE Procedure for HRSG Piping ¦ Heat Treatment Procedure for HRSG Piping ¦ [HRSG]_Welding Consumable Control Procedure for HRSG Piping ¦ [HRSG]_NDE Procedure for HRSG Piping ¦ [HRSG]_Heat Treatment Procedure for HRSG Piping | Standardized welding consumable control procedure as distinct deliverable; supported by pressure part and piping variants in source titles.
315 | HRSG Vendor Document List | Diverter Damper & Guillotine Damper Commissioning Procedure | 1945 | Muara Tawar | MRT-YR01-P2LB-122082 ¦ MRT-YL08-P2LB-122083 ¦ MRT-DN05-P2LB-122110 | [HRSG(For Block 2, 3&4)]_HRSG_CHEMICAL CLEANING PROCEDURE ¦ [HRSG(For Block 2, 3&4)]_HRSG_CONSERVATION PROCEDURE ¦ [HRSG(For Block 2, 3&4)]_COMMISSIONING PROCEDURE FOR DIVERTER DAMPER, GUILLOTTINE | Captured specific commissioning procedure for diverter/guillotine damper present in Muara Tawar bundle; separated from general HRSG procedures.
316 | HRSG Vendor Document List | HRSG Control and Automation Diagram | 1948 | Muara Tawar | MRT-YF00-P2LB-122066 | [HRSG(For Block 2)]_HRSG_CONTROL AND AUTOMATION DIAGRAM | Standardized control/automation diagram title; removed block qualifier.
317 | HRSG Vendor Document List | HRSG Duct Burner System Detail Arrangement General Arrangement Drawing | 2010 | Fadhili ¦ Karabatan | T16182-UE00-P0LB-122012 ¦ T14211-7318-02-ME-B16-204 | HRSG - DETAIL ARRANGEMENT FOR DUCT BURNER SYSTEM ¦ HRSG_Detail Arrangement for Duct Burner System | Standardized duct burner system detail arrangement GA per source titles.
318 | HRSG Vendor Document List | HRSG Duct Burner System Cooling Air Skid General Arrangement Drawing | 1957 | Fadhili ¦ Karabatan | T16182-UE00-P0LB-122014 ¦ T14211-7318-02-ME-B16-206 | HRSG - COOLING AIR SKID ARRANGEMENT FOR DUCT BURNER SYSTEM ¦ HRSG_Cooling air skid arrangement for Duct Burner System | Standardized cooling air skid GA for duct burner system; single deliverable across projects.
319 | HRSG Vendor Document List | HRSG Duct Burner System Fuel Gas Skid General Arrangement Drawing | 2086 | Fadhili ¦ Karabatan | T16182-UE00-P0LB-122013 ¦ T14211-7318-02-ME-B16-205 | HRSG - FUEL GAS SKID ARRANGEMENT FOR DUCT BURNER SYSTEM ¦ HRSG_Fuel gas skid arrangement for Duct Burner System | Standardized fuel gas skid GA for duct burner system; single deliverable across projects.
320 | HRSG Vendor Document List | HRSG Inlet Duct CFD Report | 2011 | Fadhili ¦ Karabatan | T16182-DF04-P0LB-122004 ¦ T16182-DF04-P0LB-122005 ¦ T14211-7318-02-ME-B99-001 ¦ T14211-7318-02-ME-F99-001 ¦ T14211-7318-02-ME-B16-212 | HRSG - CFD REPORT FOR INLET DUCT ¦ HRSG - CFD REPORT FOR DUCT BURNER SYSTEM ¦ HRSG_REPORT OF THE UNAVOIDABLE THERMAL BRIDGE HRSG CASING AND DUCT ¦ HRSG_HRSG Inlet Duct CFD Report ¦ HRSG_CFD Report for Duct Burner System | Split inlet duct CFD report from combined report row; explicit in source titles.
321 | HRSG Vendor Document List | HRSG Duct Burner System CFD Report | 2011 | Fadhili ¦ Karabatan | T16182-DF04-P0LB-122004 ¦ T16182-DF04-P0LB-122005 ¦ T14211-7318-02-ME-B99-001 ¦ T14211-7318-02-ME-F99-001 ¦ T14211-7318-02-ME-B16-212 | HRSG - CFD REPORT FOR INLET DUCT ¦ HRSG - CFD REPORT FOR DUCT BURNER SYSTEM ¦ HRSG_REPORT OF THE UNAVOIDABLE THERMAL BRIDGE HRSG CASING AND DUCT ¦ HRSG_HRSG Inlet Duct CFD Report ¦ HRSG_CFD Report for Duct Burner System | Split duct burner system CFD report from combined report row; explicit in source titles.
322 | HRSG Vendor Document List | HRSG Casing and Duct Thermal Bridge Report | 2011 | Fadhili ¦ Karabatan | T16182-DF04-P0LB-122004 ¦ T16182-DF04-P0LB-122005 ¦ T14211-7318-02-ME-B99-001 ¦ T14211-7318-02-ME-F99-001 ¦ T14211-7318-02-ME-B16-212 | HRSG - CFD REPORT FOR INLET DUCT ¦ HRSG - CFD REPORT FOR DUCT BURNER SYSTEM ¦ HRSG_REPORT OF THE UNAVOIDABLE THERMAL BRIDGE HRSG CASING AND DUCT ¦ HRSG_HRSG Inlet Duct CFD Report ¦ HRSG_CFD Report for Duct Burner System | Separated thermal bridge report from CFD reports per distinct source title text.
323 | HRSG Vendor Document List | HRSG Design Life Analysis Report | 1995 | R&N | SAU4005-G011-H__-&MDD-04803 ¦ SAU4005-G011-H__-&MDA-04806 ¦ SAU4005-G011-H__-&MDD-04835 ¦ SAU4005-G011-HNY-&MDA-04994 ¦ SAU4005-G011-HHA-&MDD-05035 ¦ SAU4005-G011-H__-&MDD-04884 ¦ SAU4005-G011-H__-&MDD-04807 | HRSG(V) - Design Life Analysis Report ¦ HRSG(V) - Design Report for Insulation (HRSG Internal) ¦ HRSG(V) - HRSG CFD Report ¦ HRSG(V) - CFD Report for SCR ¦ HRSG(V) - CFD Report For Duct Burner ¦ HRSG(V) - FEM Analysis ¦ HRSG(V) - Design Report for Insulation of Piping and Equipments (HRSG External) | Split design life analysis report from multi-report bundle; explicit in source titles.
324 | HRSG Vendor Document List | HRSG Internal Insulation Design Report | 1995 | R&N | SAU4005-G011-H__-&MDD-04803 ¦ SAU4005-G011-H__-&MDA-04806 ¦ SAU4005-G011-H__-&MDD-04835 ¦ SAU4005-G011-HNY-&MDA-04994 ¦ SAU4005-G011-HHA-&MDD-05035 ¦ SAU4005-G011-H__-&MDD-04884 ¦ SAU4005-G011-H__-&MDD-04807 | HRSG(V) - Design Life Analysis Report ¦ HRSG(V) - Design Report for Insulation (HRSG Internal) ¦ HRSG(V) - HRSG CFD Report ¦ HRSG(V) - CFD Report for SCR ¦ HRSG(V) - CFD Report For Duct Burner ¦ HRSG(V) - FEM Analysis ¦ HRSG(V) - Design Report for Insulation of Piping and Equipments (HRSG External) | Split internal insulation design report from multi-report bundle; explicit in source titles.
325 | HRSG Vendor Document List | HRSG External Insulation Design Report (Piping and Equipment) | 1995 | R&N | SAU4005-G011-H__-&MDD-04803 ¦ SAU4005-G011-H__-&MDA-04806 ¦ SAU4005-G011-H__-&MDD-04835 ¦ SAU4005-G011-HNY-&MDA-04994 ¦ SAU4005-G011-HHA-&MDD-05035 ¦ SAU4005-G011-H__-&MDD-04884 ¦ SAU4005-G011-H__-&MDD-04807 | HRSG(V) - Design Life Analysis Report ¦ HRSG(V) - Design Report for Insulation (HRSG Internal) ¦ HRSG(V) - HRSG CFD Report ¦ HRSG(V) - CFD Report for SCR ¦ HRSG(V) - CFD Report For Duct Burner ¦ HRSG(V) - FEM Analysis ¦ HRSG(V) - Design Report for Insulation of Piping and Equipments (HRSG External) | Split external insulation design report from multi-report bundle; explicit in source titles.
326 | HRSG Vendor Document List | HRSG CFD Report | 1995 | R&N | SAU4005-G011-H__-&MDD-04803 ¦ SAU4005-G011-H__-&MDA-04806 ¦ SAU4005-G011-H__-&MDD-04835 ¦ SAU4005-G011-HNY-&MDA-04994 ¦ SAU4005-G011-HHA-&MDD-05035 ¦ SAU4005-G011-H__-&MDD-04884 ¦ SAU4005-G011-H__-&MDD-04807 | HRSG(V) - Design Life Analysis Report ¦ HRSG(V) - Design Report for Insulation (HRSG Internal) ¦ HRSG(V) - HRSG CFD Report ¦ HRSG(V) - CFD Report for SCR ¦ HRSG(V) - CFD Report For Duct Burner ¦ HRSG(V) - FEM Analysis ¦ HRSG(V) - Design Report for Insulation of Piping and Equipments (HRSG External) | Retained generic HRSG CFD report item present in source titles (separate from inlet duct/duct burner/SCR-specific CFD).
327 | HRSG Vendor Document List | HRSG SCR CFD Report | 1995 | R&N | SAU4005-G011-H__-&MDD-04803 ¦ SAU4005-G011-H__-&MDA-04806 ¦ SAU4005-G011-H__-&MDD-04835 ¦ SAU4005-G011-HNY-&MDA-04994 ¦ SAU4005-G011-HHA-&MDD-05035 ¦ SAU4005-G011-H__-&MDD-04884 ¦ SAU4005-G011-H__-&MDD-04807 | HRSG(V) - Design Life Analysis Report ¦ HRSG(V) - Design Report for Insulation (HRSG Internal) ¦ HRSG(V) - HRSG CFD Report ¦ HRSG(V) - CFD Report for SCR ¦ HRSG(V) - CFD Report For Duct Burner ¦ HRSG(V) - FEM Analysis ¦ HRSG(V) - Design Report for Insulation of Piping and Equipments (HRSG External) | Split SCR CFD report from multi-report bundle; explicit in source titles.
328 | HRSG Vendor Document List | HRSG Duct Burner CFD Report | 1995 | R&N | SAU4005-G011-H__-&MDD-04803 ¦ SAU4005-G011-H__-&MDA-04806 ¦ SAU4005-G011-H__-&MDD-04835 ¦ SAU4005-G011-HNY-&MDA-04994 ¦ SAU4005-G011-HHA-&MDD-05035 ¦ SAU4005-G011-H__-&MDD-04884 ¦ SAU4005-G011-H__-&MDD-04807 | HRSG(V) - Design Life Analysis Report ¦ HRSG(V) - Design Report for Insulation (HRSG Internal) ¦ HRSG(V) - HRSG CFD Report ¦ HRSG(V) - CFD Report for SCR ¦ HRSG(V) - CFD Report For Duct Burner ¦ HRSG(V) - FEM Analysis ¦ HRSG(V) - Design Report for Insulation of Piping and Equipments (HRSG External) | Split duct burner CFD report from multi-report bundle; explicit in source titles.
329 | HRSG Vendor Document List | HRSG FEM Analysis Report | 1995 | R&N | SAU4005-G011-H__-&MDD-04803 ¦ SAU4005-G011-H__-&MDA-04806 ¦ SAU4005-G011-H__-&MDD-04835 ¦ SAU4005-G011-HNY-&MDA-04994 ¦ SAU4005-G011-HHA-&MDD-05035 ¦ SAU4005-G011-H__-&MDD-04884 ¦ SAU4005-G011-H__-&MDD-04807 | HRSG(V) - Design Life Analysis Report ¦ HRSG(V) - Design Report for Insulation (HRSG Internal) ¦ HRSG(V) - HRSG CFD Report ¦ HRSG(V) - CFD Report for SCR ¦ HRSG(V) - CFD Report For Duct Burner ¦ HRSG(V) - FEM Analysis ¦ HRSG(V) - Design Report for Insulation of Piping and Equipments (HRSG External) | Standardized FEM analysis report title from multi-report bundle; explicit in source titles.
330 | HRSG Vendor Document List | HRSG BMS Cause & Effect Matrix | 1885 | R&N | SAU4005-G011-HHA-&MDA-05024 | HRSG(V) - BMS Cause and Effect Chart | Standardized BMS cause & effect deliverable title.
331 | HRSG Vendor Document List | HRSG BMS HMI Graphics | 1886 | R&N | SAU4005-G011-HHA-&MDA-05027 | HRSG(V) - BMS HMI Graphic | Standardized BMS HMI graphic deliverable title.
332 | HRSG Vendor Document List | HRSG BMS TMR Configuration | 1887 | R&N | SAU4005-G011-HHA-&MDA-05028 | HRSG(V) - BMS TMR Configuration | Standardized BMS TMR configuration deliverable title.
333 | HRSG Vendor Document List | HRSG CEMS Control Configuration | 1947 | R&N | SAU4005-G011-HYA-&EDB-04935 | HRSG(V) - Contol Configuration for CEMS | Standardized control configuration deliverable for CEMS; preserved document_type misspelling as provided.
334 | HRSG Vendor Document List | Diverter & Guillotine Damper Vendor Document Package | 2002 | Grati | GRT-YT01-P1H-300068 | [HRSG]_DIVERTER & GUILLOTINE DAMPER DOCUMENT PACKAGE | Merged identical diverter & guillotine damper document package across projects/blocks.
334 | HRSG Vendor Document List | Diverter & Guillotine Damper Vendor Document Package | 2003 | Grati |  | [HRSG]_DIVERTER & GUILLOTINE DAMPER DOCUMENT PACKAGE | Merged identical diverter & guillotine damper document package across projects/blocks.
334 | HRSG Vendor Document List | Diverter & Guillotine Damper Vendor Document Package | 2004 | Muara Tawar | MRT-DP00-P2LB-122106 | [HRSG(For Block 2)]_HRSG_DIVERTER & GUILLOTINE DAMPER DOCUMENT PACKAGE | Merged identical diverter & guillotine damper document package across projects/blocks.
334 | HRSG Vendor Document List | Diverter & Guillotine Damper Vendor Document Package | 2005 | Muara Tawar | MRT-DP00-P3LB-122106 | [HRSG(For Block 3, 4)]_HRSG_DIVERTER & GUILLOTINE DAMPER DOCUMENT PACKAGE | Merged identical diverter & guillotine damper document package across projects/blocks.
335 | HRSG Vendor Document List | Diverter Damper Installation Drawings | 2001 | Muara Tawar | MRT-DP00-P2LB-122117 | [HRSG(for Block 2, 3&4)]_HRSG_DIVERTER DAMPER DRAWINGS FOR INSTALLATION | Standardized diverter damper installation drawings; removed block qualifiers.
336 | HRSG Vendor Document List | Flow Element Technical Data Sheet | 2014 | R&N | SAU4005-G011-HYA-&EDA-04899 ¦ SAU4005-G011-HNY-&MDA-04971 ¦ SAU4005-G011-HNY-&MDA-04972 ¦ SAU4005-G011-HNY-&MDA-04973 ¦ SAU4005-G011-SND-&MDA-05089 ¦ SAU4005-G011-QMA-&MDA-05090 ¦ SAU4005-G011-HYA-&MDA-05151 ¦ SAU4005-G011-HYA-&EDA-05137 | HRSG(V) - Flow Element Datasheet and Drawing ¦ HRSG(V) - Hot Gas Circulation Fan Data Sheet and Drawing ¦ HRSG(V) - Ammonia Supply Pump Data Sheet and Drawing ¦ HRSG(V) - Ammonia Unloading Pump Data Sheet and Drawing ¦ HRSG(V) - Elevator Data Sheet and Drawing ¦ HRSG(V) - Dehumidifier Data Sheet and Drawing ¦ HRSG(V) - Manual Valve Data Sheet and Drawings ¦ HRSG(V) - Main Steam Valve Data Sheet and Drawing | Split combined 'Technical Data Sheet and Drawing' into separate Technical Data Sheet; item supported by source title list.
337 | HRSG Vendor Document List | Flow Element Drawing | 2014 | R&N | SAU4005-G011-HYA-&EDA-04899 ¦ SAU4005-G011-HNY-&MDA-04971 ¦ SAU4005-G011-HNY-&MDA-04972 ¦ SAU4005-G011-HNY-&MDA-04973 ¦ SAU4005-G011-SND-&MDA-05089 ¦ SAU4005-G011-QMA-&MDA-05090 ¦ SAU4005-G011-HYA-&MDA-05151 ¦ SAU4005-G011-HYA-&EDA-05137 | HRSG(V) - Flow Element Datasheet and Drawing ¦ HRSG(V) - Hot Gas Circulation Fan Data Sheet and Drawing ¦ HRSG(V) - Ammonia Supply Pump Data Sheet and Drawing ¦ HRSG(V) - Ammonia Unloading Pump Data Sheet and Drawing ¦ HRSG(V) - Elevator Data Sheet and Drawing ¦ HRSG(V) - Dehumidifier Data Sheet and Drawing ¦ HRSG(V) - Manual Valve Data Sheet and Drawings ¦ HRSG(V) - Main Steam Valve Data Sheet and Drawing | Split combined 'Technical Data Sheet and Drawing' into separate Drawing; item supported by source title list.
338 | HRSG Vendor Document List | Hot Gas Circulation Fan Technical Data Sheet | 2014 | R&N | SAU4005-G011-HYA-&EDA-04899 ¦ SAU4005-G011-HNY-&MDA-04971 ¦ SAU4005-G011-HNY-&MDA-04972 ¦ SAU4005-G011-HNY-&MDA-04973 ¦ SAU4005-G011-SND-&MDA-05089 ¦ SAU4005-G011-QMA-&MDA-05090 ¦ SAU4005-G011-HYA-&MDA-05151 ¦ SAU4005-G011-HYA-&EDA-05137 | HRSG(V) - Flow Element Datasheet and Drawing ¦ HRSG(V) - Hot Gas Circulation Fan Data Sheet and Drawing ¦ HRSG(V) - Ammonia Supply Pump Data Sheet and Drawing ¦ HRSG(V) - Ammonia Unloading Pump Data Sheet and Drawing ¦ HRSG(V) - Elevator Data Sheet and Drawing ¦ HRSG(V) - Dehumidifier Data Sheet and Drawing ¦ HRSG(V) - Manual Valve Data Sheet and Drawings ¦ HRSG(V) - Main Steam Valve Data Sheet and Drawing | Split combined datasheet/drawing pair into datasheet; supported by source title list.
339 | HRSG Vendor Document List | Hot Gas Circulation Fan Drawing | 2014 | R&N | SAU4005-G011-HYA-&EDA-04899 ¦ SAU4005-G011-HNY-&MDA-04971 ¦ SAU4005-G011-HNY-&MDA-04972 ¦ SAU4005-G011-HNY-&MDA-04973 ¦ SAU4005-G011-SND-&MDA-05089 ¦ SAU4005-G011-QMA-&MDA-05090 ¦ SAU4005-G011-HYA-&MDA-05151 ¦ SAU4005-G011-HYA-&EDA-05137 | HRSG(V) - Flow Element Datasheet and Drawing ¦ HRSG(V) - Hot Gas Circulation Fan Data Sheet and Drawing ¦ HRSG(V) - Ammonia Supply Pump Data Sheet and Drawing ¦ HRSG(V) - Ammonia Unloading Pump Data Sheet and Drawing ¦ HRSG(V) - Elevator Data Sheet and Drawing ¦ HRSG(V) - Dehumidifier Data Sheet and Drawing ¦ HRSG(V) - Manual Valve Data Sheet and Drawings ¦ HRSG(V) - Main Steam Valve Data Sheet and Drawing | Split combined datasheet/drawing pair into drawing; supported by source title list.
340 | HRSG Vendor Document List | Ammonia Supply Pump Technical Data Sheet | 2014 | R&N | SAU4005-G011-HYA-&EDA-04899 ¦ SAU4005-G011-HNY-&MDA-04971 ¦ SAU4005-G011-HNY-&MDA-04972 ¦ SAU4005-G011-HNY-&MDA-04973 ¦ SAU4005-G011-SND-&MDA-05089 ¦ SAU4005-G011-QMA-&MDA-05090 ¦ SAU4005-G011-HYA-&MDA-05151 ¦ SAU4005-G011-HYA-&EDA-05137 | HRSG(V) - Flow Element Datasheet and Drawing ¦ HRSG(V) - Hot Gas Circulation Fan Data Sheet and Drawing ¦ HRSG(V) - Ammonia Supply Pump Data Sheet and Drawing ¦ HRSG(V) - Ammonia Unloading Pump Data Sheet and Drawing ¦ HRSG(V) - Elevator Data Sheet and Drawing ¦ HRSG(V) - Dehumidifier Data Sheet and Drawing ¦ HRSG(V) - Manual Valve Data Sheet and Drawings ¦ HRSG(V) - Main Steam Valve Data Sheet and Drawing | Split combined datasheet/drawing pair into datasheet; supported by source title list.
341 | HRSG Vendor Document List | Ammonia Supply Pump Drawing | 2014 | R&N | SAU4005-G011-HYA-&EDA-04899 ¦ SAU4005-G011-HNY-&MDA-04971 ¦ SAU4005-G011-HNY-&MDA-04972 ¦ SAU4005-G011-HNY-&MDA-04973 ¦ SAU4005-G011-SND-&MDA-05089 ¦ SAU4005-G011-QMA-&MDA-05090 ¦ SAU4005-G011-HYA-&MDA-05151 ¦ SAU4005-G011-HYA-&EDA-05137 | HRSG(V) - Flow Element Datasheet and Drawing ¦ HRSG(V) - Hot Gas Circulation Fan Data Sheet and Drawing ¦ HRSG(V) - Ammonia Supply Pump Data Sheet and Drawing ¦ HRSG(V) - Ammonia Unloading Pump Data Sheet and Drawing ¦ HRSG(V) - Elevator Data Sheet and Drawing ¦ HRSG(V) - Dehumidifier Data Sheet and Drawing ¦ HRSG(V) - Manual Valve Data Sheet and Drawings ¦ HRSG(V) - Main Steam Valve Data Sheet and Drawing | Split combined datasheet/drawing pair into drawing; supported by source title list.
342 | HRSG Vendor Document List | Ammonia Unloading Pump Technical Data Sheet | 2014 | R&N | SAU4005-G011-HYA-&EDA-04899 ¦ SAU4005-G011-HNY-&MDA-04971 ¦ SAU4005-G011-HNY-&MDA-04972 ¦ SAU4005-G011-HNY-&MDA-04973 ¦ SAU4005-G011-SND-&MDA-05089 ¦ SAU4005-G011-QMA-&MDA-05090 ¦ SAU4005-G011-HYA-&MDA-05151 ¦ SAU4005-G011-HYA-&EDA-05137 | HRSG(V) - Flow Element Datasheet and Drawing ¦ HRSG(V) - Hot Gas Circulation Fan Data Sheet and Drawing ¦ HRSG(V) - Ammonia Supply Pump Data Sheet and Drawing ¦ HRSG(V) - Ammonia Unloading Pump Data Sheet and Drawing ¦ HRSG(V) - Elevator Data Sheet and Drawing ¦ HRSG(V) - Dehumidifier Data Sheet and Drawing ¦ HRSG(V) - Manual Valve Data Sheet and Drawings ¦ HRSG(V) - Main Steam Valve Data Sheet and Drawing | Split combined datasheet/drawing pair into datasheet; supported by source title list.
343 | HRSG Vendor Document List | Ammonia Unloading Pump Drawing | 2014 | R&N | SAU4005-G011-HYA-&EDA-04899 ¦ SAU4005-G011-HNY-&MDA-04971 ¦ SAU4005-G011-HNY-&MDA-04972 ¦ SAU4005-G011-HNY-&MDA-04973 ¦ SAU4005-G011-SND-&MDA-05089 ¦ SAU4005-G011-QMA-&MDA-05090 ¦ SAU4005-G011-HYA-&MDA-05151 ¦ SAU4005-G011-HYA-&EDA-05137 | HRSG(V) - Flow Element Datasheet and Drawing ¦ HRSG(V) - Hot Gas Circulation Fan Data Sheet and Drawing ¦ HRSG(V) - Ammonia Supply Pump Data Sheet and Drawing ¦ HRSG(V) - Ammonia Unloading Pump Data Sheet and Drawing ¦ HRSG(V) - Elevator Data Sheet and Drawing ¦ HRSG(V) - Dehumidifier Data Sheet and Drawing ¦ HRSG(V) - Manual Valve Data Sheet and Drawings ¦ HRSG(V) - Main Steam Valve Data Sheet and Drawing | Split combined datasheet/drawing pair into drawing; supported by source title list.
344 | HRSG Vendor Document List | Elevator Technical Data Sheet | 2014 | R&N | SAU4005-G011-HYA-&EDA-04899 ¦ SAU4005-G011-HNY-&MDA-04971 ¦ SAU4005-G011-HNY-&MDA-04972 ¦ SAU4005-G011-HNY-&MDA-04973 ¦ SAU4005-G011-SND-&MDA-05089 ¦ SAU4005-G011-QMA-&MDA-05090 ¦ SAU4005-G011-HYA-&MDA-05151 ¦ SAU4005-G011-HYA-&EDA-05137 | HRSG(V) - Flow Element Datasheet and Drawing ¦ HRSG(V) - Hot Gas Circulation Fan Data Sheet and Drawing ¦ HRSG(V) - Ammonia Supply Pump Data Sheet and Drawing ¦ HRSG(V) - Ammonia Unloading Pump Data Sheet and Drawing ¦ HRSG(V) - Elevator Data Sheet and Drawing ¦ HRSG(V) - Dehumidifier Data Sheet and Drawing ¦ HRSG(V) - Manual Valve Data Sheet and Drawings ¦ HRSG(V) - Main Steam Valve Data Sheet and Drawing | Split combined datasheet/drawing pair into datasheet; supported by source title list.
345 | HRSG Vendor Document List | Elevator Drawing | 2014 | R&N | SAU4005-G011-HYA-&EDA-04899 ¦ SAU4005-G011-HNY-&MDA-04971 ¦ SAU4005-G011-HNY-&MDA-04972 ¦ SAU4005-G011-HNY-&MDA-04973 ¦ SAU4005-G011-SND-&MDA-05089 ¦ SAU4005-G011-QMA-&MDA-05090 ¦ SAU4005-G011-HYA-&MDA-05151 ¦ SAU4005-G011-HYA-&EDA-05137 | HRSG(V) - Flow Element Datasheet and Drawing ¦ HRSG(V) - Hot Gas Circulation Fan Data Sheet and Drawing ¦ HRSG(V) - Ammonia Supply Pump Data Sheet and Drawing ¦ HRSG(V) - Ammonia Unloading Pump Data Sheet and Drawing ¦ HRSG(V) - Elevator Data Sheet and Drawing ¦ HRSG(V) - Dehumidifier Data Sheet and Drawing ¦ HRSG(V) - Manual Valve Data Sheet and Drawings ¦ HRSG(V) - Main Steam Valve Data Sheet and Drawing | Split combined datasheet/drawing pair into drawing; supported by source title list.
346 | HRSG Vendor Document List | Dehumidifier Technical Data Sheet | 2014 | R&N | SAU4005-G011-HYA-&EDA-04899 ¦ SAU4005-G011-HNY-&MDA-04971 ¦ SAU4005-G011-HNY-&MDA-04972 ¦ SAU4005-G011-HNY-&MDA-04973 ¦ SAU4005-G011-SND-&MDA-05089 ¦ SAU4005-G011-QMA-&MDA-05090 ¦ SAU4005-G011-HYA-&MDA-05151 ¦ SAU4005-G011-HYA-&EDA-05137 | HRSG(V) - Flow Element Datasheet and Drawing ¦ HRSG(V) - Hot Gas Circulation Fan Data Sheet and Drawing ¦ HRSG(V) - Ammonia Supply Pump Data Sheet and Drawing ¦ HRSG(V) - Ammonia Unloading Pump Data Sheet and Drawing ¦ HRSG(V) - Elevator Data Sheet and Drawing ¦ HRSG(V) - Dehumidifier Data Sheet and Drawing ¦ HRSG(V) - Manual Valve Data Sheet and Drawings ¦ HRSG(V) - Main Steam Valve Data Sheet and Drawing | Split combined datasheet/drawing pair into datasheet; supported by source title list.
347 | HRSG Vendor Document List | Dehumidifier Drawing | 2014 | R&N | SAU4005-G011-HYA-&EDA-04899 ¦ SAU4005-G011-HNY-&MDA-04971 ¦ SAU4005-G011-HNY-&MDA-04972 ¦ SAU4005-G011-HNY-&MDA-04973 ¦ SAU4005-G011-SND-&MDA-05089 ¦ SAU4005-G011-QMA-&MDA-05090 ¦ SAU4005-G011-HYA-&MDA-05151 ¦ SAU4005-G011-HYA-&EDA-05137 | HRSG(V) - Flow Element Datasheet and Drawing ¦ HRSG(V) - Hot Gas Circulation Fan Data Sheet and Drawing ¦ HRSG(V) - Ammonia Supply Pump Data Sheet and Drawing ¦ HRSG(V) - Ammonia Unloading Pump Data Sheet and Drawing ¦ HRSG(V) - Elevator Data Sheet and Drawing ¦ HRSG(V) - Dehumidifier Data Sheet and Drawing ¦ HRSG(V) - Manual Valve Data Sheet and Drawings ¦ HRSG(V) - Main Steam Valve Data Sheet and Drawing | Split combined datasheet/drawing pair into drawing; supported by source title list.
348 | HRSG Vendor Document List | Manual Valve Technical Data Sheets | 2014 | R&N | SAU4005-G011-HYA-&EDA-04899 ¦ SAU4005-G011-HNY-&MDA-04971 ¦ SAU4005-G011-HNY-&MDA-04972 ¦ SAU4005-G011-HNY-&MDA-04973 ¦ SAU4005-G011-SND-&MDA-05089 ¦ SAU4005-G011-QMA-&MDA-05090 ¦ SAU4005-G011-HYA-&MDA-05151 ¦ SAU4005-G011-HYA-&EDA-05137 | HRSG(V) - Flow Element Datasheet and Drawing ¦ HRSG(V) - Hot Gas Circulation Fan Data Sheet and Drawing ¦ HRSG(V) - Ammonia Supply Pump Data Sheet and Drawing ¦ HRSG(V) - Ammonia Unloading Pump Data Sheet and Drawing ¦ HRSG(V) - Elevator Data Sheet and Drawing ¦ HRSG(V) - Dehumidifier Data Sheet and Drawing ¦ HRSG(V) - Manual Valve Data Sheet and Drawings ¦ HRSG(V) - Main Steam Valve Data Sheet and Drawing | Split combined 'Manual Valve Data Sheet and Drawings' into datasheet deliverable; supported by source title list.
349 | HRSG Vendor Document List | Manual Valve Drawings | 2014 | R&N | SAU4005-G011-HYA-&EDA-04899 ¦ SAU4005-G011-HNY-&MDA-04971 ¦ SAU4005-G011-HNY-&MDA-04972 ¦ SAU4005-G011-HNY-&MDA-04973 ¦ SAU4005-G011-SND-&MDA-05089 ¦ SAU4005-G011-QMA-&MDA-05090 ¦ SAU4005-G011-HYA-&MDA-05151 ¦ SAU4005-G011-HYA-&EDA-05137 | HRSG(V) - Flow Element Datasheet and Drawing ¦ HRSG(V) - Hot Gas Circulation Fan Data Sheet and Drawing ¦ HRSG(V) - Ammonia Supply Pump Data Sheet and Drawing ¦ HRSG(V) - Ammonia Unloading Pump Data Sheet and Drawing ¦ HRSG(V) - Elevator Data Sheet and Drawing ¦ HRSG(V) - Dehumidifier Data Sheet and Drawing ¦ HRSG(V) - Manual Valve Data Sheet and Drawings ¦ HRSG(V) - Main Steam Valve Data Sheet and Drawing | Split combined 'Manual Valve Data Sheet and Drawings' into drawing deliverable; supported by source title list.
350 | HRSG Vendor Document List | Main Steam Valve Technical Data Sheet | 2014 | R&N | SAU4005-G011-HYA-&EDA-04899 ¦ SAU4005-G011-HNY-&MDA-04971 ¦ SAU4005-G011-HNY-&MDA-04972 ¦ SAU4005-G011-HNY-&MDA-04973 ¦ SAU4005-G011-SND-&MDA-05089 ¦ SAU4005-G011-QMA-&MDA-05090 ¦ SAU4005-G011-HYA-&MDA-05151 ¦ SAU4005-G011-HYA-&EDA-05137 | HRSG(V) - Flow Element Datasheet and Drawing ¦ HRSG(V) - Hot Gas Circulation Fan Data Sheet and Drawing ¦ HRSG(V) - Ammonia Supply Pump Data Sheet and Drawing ¦ HRSG(V) - Ammonia Unloading Pump Data Sheet and Drawing ¦ HRSG(V) - Elevator Data Sheet and Drawing ¦ HRSG(V) - Dehumidifier Data Sheet and Drawing ¦ HRSG(V) - Manual Valve Data Sheet and Drawings ¦ HRSG(V) - Main Steam Valve Data Sheet and Drawing | Split combined datasheet/drawing pair into datasheet; supported by source title list.
351 | HRSG Vendor Document List | Main Steam Valve Drawing | 2014 | R&N | SAU4005-G011-HYA-&EDA-04899 ¦ SAU4005-G011-HNY-&MDA-04971 ¦ SAU4005-G011-HNY-&MDA-04972 ¦ SAU4005-G011-HNY-&MDA-04973 ¦ SAU4005-G011-SND-&MDA-05089 ¦ SAU4005-G011-QMA-&MDA-05090 ¦ SAU4005-G011-HYA-&MDA-05151 ¦ SAU4005-G011-HYA-&EDA-05137 | HRSG(V) - Flow Element Datasheet and Drawing ¦ HRSG(V) - Hot Gas Circulation Fan Data Sheet and Drawing ¦ HRSG(V) - Ammonia Supply Pump Data Sheet and Drawing ¦ HRSG(V) - Ammonia Unloading Pump Data Sheet and Drawing ¦ HRSG(V) - Elevator Data Sheet and Drawing ¦ HRSG(V) - Dehumidifier Data Sheet and Drawing ¦ HRSG(V) - Manual Valve Data Sheet and Drawings ¦ HRSG(V) - Main Steam Valve Data Sheet and Drawing | Split combined datasheet/drawing pair into drawing; supported by source title list.
352 | HRSG Vendor Document List | HRSG MOV Drawings | 1976 | Grati |  | [HRSG]_MOV DATASHEET & DRAWINGS ¦ [HRSG]_CV DATASHEET & DRAWINGS ¦ [HRSG]_DESH. DATASHEET & DRAWINGS ¦ [HRSG]_ SPEC. & DRAWING FOR PREHEATER RECIRCULATION PUMP | Split multi-item 'DATASHEET & DRAWINGS' bundle; kept drawings portion for MOV as separate deliverable.
353 | HRSG Vendor Document List | HRSG MOV Technical Data Sheet | 1976 | Grati |  | [HRSG]_MOV DATASHEET & DRAWINGS ¦ [HRSG]_CV DATASHEET & DRAWINGS ¦ [HRSG]_DESH. DATASHEET & DRAWINGS ¦ [HRSG]_ SPEC. & DRAWING FOR PREHEATER RECIRCULATION PUMP | Split multi-item 'DATASHEET & DRAWINGS' bundle; kept datasheet portion for MOV as separate deliverable.
354 | HRSG Vendor Document List | HRSG Control Valve Drawings | 1976 | Grati |  | [HRSG]_MOV DATASHEET & DRAWINGS ¦ [HRSG]_CV DATASHEET & DRAWINGS ¦ [HRSG]_DESH. DATASHEET & DRAWINGS ¦ [HRSG]_ SPEC. & DRAWING FOR PREHEATER RECIRCULATION PUMP | Split multi-item 'CV DATASHEET & DRAWINGS' bundle; kept drawings portion as separate deliverable.
355 | HRSG Vendor Document List | HRSG Control Valve Technical Data Sheet | 1976 | Grati |  | [HRSG]_MOV DATASHEET & DRAWINGS ¦ [HRSG]_CV DATASHEET & DRAWINGS ¦ [HRSG]_DESH. DATASHEET & DRAWINGS ¦ [HRSG]_ SPEC. & DRAWING FOR PREHEATER RECIRCULATION PUMP | Split multi-item 'CV DATASHEET & DRAWINGS' bundle; kept datasheet portion as separate deliverable.
356 | HRSG Vendor Document List | HRSG Desuperheater Drawings | 1976 | Grati |  | [HRSG]_MOV DATASHEET & DRAWINGS ¦ [HRSG]_CV DATASHEET & DRAWINGS ¦ [HRSG]_DESH. DATASHEET & DRAWINGS ¦ [HRSG]_ SPEC. & DRAWING FOR PREHEATER RECIRCULATION PUMP | Split multi-item 'DESH. DATASHEET & DRAWINGS' bundle; kept drawings portion as separate deliverable.
357 | HRSG Vendor Document List | HRSG Desuperheater Technical Data Sheet | 1976 | Grati |  | [HRSG]_MOV DATASHEET & DRAWINGS ¦ [HRSG]_CV DATASHEET & DRAWINGS ¦ [HRSG]_DESH. DATASHEET & DRAWINGS ¦ [HRSG]_ SPEC. & DRAWING FOR PREHEATER RECIRCULATION PUMP | Split multi-item 'DESH. DATASHEET & DRAWINGS' bundle; kept datasheet portion as separate deliverable.
358 | HRSG Vendor Document List | Preheater Recirculation Pump Drawing | 1976 | Grati |  | [HRSG]_MOV DATASHEET & DRAWINGS ¦ [HRSG]_CV DATASHEET & DRAWINGS ¦ [HRSG]_DESH. DATASHEET & DRAWINGS ¦ [HRSG]_ SPEC. & DRAWING FOR PREHEATER RECIRCULATION PUMP | Split combined 'SPEC. & DRAWING FOR PREHEATER RECIRCULATION PUMP' into drawing deliverable; specification captured separately.
359 | HRSG Vendor Document List | Preheater Recirculation Pump Technical Specification | 1976 | Grati |  | [HRSG]_MOV DATASHEET & DRAWINGS ¦ [HRSG]_CV DATASHEET & DRAWINGS ¦ [HRSG]_DESH. DATASHEET & DRAWINGS ¦ [HRSG]_ SPEC. & DRAWING FOR PREHEATER RECIRCULATION PUMP | Split combined 'SPEC. & DRAWING FOR PREHEATER RECIRCULATION PUMP' into specification deliverable; drawing captured separately.
360 | HRSG Vendor Document List | HRSG Installation Manual | 2410 | Fadhili ¦ Grati ¦ Karabatan ¦ Ukudu | T16182-CQ02-P0LB-122001 ¦ GRT-QA00-P0H-040006 ¦ GRT-CQ02-P1H-300001 ¦ T14211-7318-02-ME-B27-001 ¦ T16182-XN00-P0LB-122032 ¦ T14211-7318-02-ME-P10-001 | HRSG - INSTALLATION AND INSTRUCTION MANUAL ¦ [HRSG]_Shop Quality Manual for HRSG ¦ [HRSG]_INSTALLATION, OPERATION AND MAINTENANCE INSTRUCTION MANUAL ¦ OPERATION & MAINTENANCE Manual for HRSG ¦ HRSG_OPERATION & MAINTENANCE (O&M) MANUAL ¦ HRSG - MANUAL VALVE LIST ¦ HRSG_Manual Valve list with electronic file(EXCEL) | Split installation/instruction manual content from combined manual row; supported by explicit source title.
361 | HRSG Vendor Document List | HRSG Installation, Operation and Maintenance Instruction Manual | 2410 | Fadhili ¦ Grati ¦ Karabatan ¦ Ukudu | T16182-CQ02-P0LB-122001 ¦ GRT-QA00-P0H-040006 ¦ GRT-CQ02-P1H-300001 ¦ T14211-7318-02-ME-B27-001 ¦ T16182-XN00-P0LB-122032 ¦ T14211-7318-02-ME-P10-001 | HRSG - INSTALLATION AND INSTRUCTION MANUAL ¦ [HRSG]_Shop Quality Manual for HRSG ¦ [HRSG]_INSTALLATION, OPERATION AND MAINTENANCE INSTRUCTION MANUAL ¦ OPERATION & MAINTENANCE Manual for HRSG ¦ HRSG_OPERATION & MAINTENANCE (O&M) MANUAL ¦ HRSG - MANUAL VALVE LIST ¦ HRSG_Manual Valve list with electronic file(EXCEL) | Kept distinct combined IOM instruction manual deliverable; explicitly stated in source titles.
362 | HRSG Vendor Document List | HRSG Operation & Maintenance Manual | 2410 | Fadhili ¦ Grati ¦ Karabatan ¦ Ukudu | T16182-CQ02-P0LB-122001 ¦ GRT-QA00-P0H-040006 ¦ GRT-CQ02-P1H-300001 ¦ T14211-7318-02-ME-B27-001 ¦ T16182-XN00-P0LB-122032 ¦ T14211-7318-02-ME-P10-001 | HRSG - INSTALLATION AND INSTRUCTION MANUAL ¦ [HRSG]_Shop Quality Manual for HRSG ¦ [HRSG]_INSTALLATION, OPERATION AND MAINTENANCE INSTRUCTION MANUAL ¦ OPERATION & MAINTENANCE Manual for HRSG ¦ HRSG_OPERATION & MAINTENANCE (O&M) MANUAL ¦ HRSG - MANUAL VALVE LIST ¦ HRSG_Manual Valve list with electronic file(EXCEL) | Split O&M manual as its own deliverable; explicitly stated in source titles.
363 | HRSG Vendor Document List | HRSG Shop Quality Manual | 2410 | Fadhili ¦ Grati ¦ Karabatan ¦ Ukudu | T16182-CQ02-P0LB-122001 ¦ GRT-QA00-P0H-040006 ¦ GRT-CQ02-P1H-300001 ¦ T14211-7318-02-ME-B27-001 ¦ T16182-XN00-P0LB-122032 ¦ T14211-7318-02-ME-P10-001 | HRSG - INSTALLATION AND INSTRUCTION MANUAL ¦ [HRSG]_Shop Quality Manual for HRSG ¦ [HRSG]_INSTALLATION, OPERATION AND MAINTENANCE INSTRUCTION MANUAL ¦ OPERATION & MAINTENANCE Manual for HRSG ¦ HRSG_OPERATION & MAINTENANCE (O&M) MANUAL ¦ HRSG - MANUAL VALVE LIST ¦ HRSG_Manual Valve list with electronic file(EXCEL) | Split shop quality manual deliverable; supported by explicit source title.
364 | HRSG Vendor Document List | HRSG Manual Valve List | 2410 | Fadhili ¦ Grati ¦ Karabatan ¦ Ukudu | T16182-CQ02-P0LB-122001 ¦ GRT-QA00-P0H-040006 ¦ GRT-CQ02-P1H-300001 ¦ T14211-7318-02-ME-B27-001 ¦ T16182-XN00-P0LB-122032 ¦ T14211-7318-02-ME-P10-001 | HRSG - INSTALLATION AND INSTRUCTION MANUAL ¦ [HRSG]_Shop Quality Manual for HRSG ¦ [HRSG]_INSTALLATION, OPERATION AND MAINTENANCE INSTRUCTION MANUAL ¦ OPERATION & MAINTENANCE Manual for HRSG ¦ HRSG_OPERATION & MAINTENANCE (O&M) MANUAL ¦ HRSG - MANUAL VALVE LIST ¦ HRSG_Manual Valve list with electronic file(EXCEL) | Reclassified manual valve list from 'Manual' into 'List' as standard deliverable type; supported by explicit source titles.
365 | HRSG Vendor Document List | HRSG Material Requisition | 2411 | Karabatan | T14211-7300-ME-REQ-0003 | Material Requisition for HRSG | Retained as procurement deliverable specific to HRSG package per source row.
366 | HRSG Vendor Document List | HRSG TBE | 2412 | Karabatan | T14211-7300-ME-TBE-0003 | TBE for HRSG | Retained as bid evaluation deliverable acronym per source row.
367 | HRSG Vendor Document List | HRSG Technical Bid Evaluation | 2413 | Karabatan | T14211-7318-ME-TBE-0001 | Technical Bid Evaluation for HRSG | Retained as technical bid evaluation deliverable per source row.
368 | HRSG Vendor Document List | HRSG and Bypass Stack Technical Specification | 2414 | R&N | SAU4005-G000-HA_-&MEC-00209 | Technical Specifications for HRSG and Bypass Stack | Retained combined package technical specification deliverable as stated in source title.
369 | HRSG Vendor Document List | HRSG Feedwater Pump General Arrangement Drawing | 2415 | Fadhili | T16182-YD00-P0LAC-126001 | HRSG FEEDWATER PUMP - GENERAL ARRANGEMENT DRAWING | Standardized equipment name casing and removed project qualifiers; supported by source title.
370 | HRSG Vendor Document List | HRSG Feedwater Pump Installation Manual | 2416 | Fadhili | T16182-DM01-P0LAC-126012 | HRSG FEEDWATER PUMP - INSTALLATION MANUAL | Standardized feedwater pump installation manual title per source title.
371 | HRSG Vendor Document List | General Arrangement Drawing of GT & HRSG Area | 2664 | R&N | SAU4005-G000-UM_-&MLD-00080 | General Arrangement of GT & HRSG Area | Kept area GA drawing as provided; although equipment column shows GT, source title clearly targets combined GT & HRSG area arrangement within HRSG vendor batch.
372 | HRSG Vendor Document List | HRSG SCR System Configuration | 2423 | Ukudu |  | SYSTEM CONFIGURATION FOR HRSG SCR | Single source row covering HRSG SCR system configuration.
373 | HRSG Vendor Document List | HRSG Sump Pit Pump Technical Data Sheet | 2424 | Grati | GRT - YT01 - P0GCK - 126806 | Data Sheet HRSG Sump Pit Pump | Single source row explicitly for HRSG sump pit pump data sheet.
374 | HRSG Vendor Document List | HRSG General Arrangement Drawing | 2409 | Grati |  | [HRSG]_GENERAL ARRANGEMENT | Merged same deliverable across projects/blocks (general arrangement of HRSG). Removed block qualifiers.
374 | HRSG Vendor Document List | HRSG General Arrangement Drawing | 2417 | Muara Tawar | MRT-UE00-P2LB-122007 | [HRSG(For Block 2)]_HRSG_GENERAL ARRANGEMENT | Merged same deliverable across projects/blocks (general arrangement of HRSG). Removed block qualifiers.
374 | HRSG Vendor Document List | HRSG General Arrangement Drawing | 2421 | Muara Tawar | MRT-UE00-P3LB-122007 | [HRSG(For Block 3, 4)]_HRSG_GENERAL ARRANGEMENT | Merged same deliverable across projects/blocks (general arrangement of HRSG). Removed block qualifiers.
375 | HRSG Vendor Document List | HRSG General Arrangement Drawing (Plan Views) | 2637 | Karabatan | T14211-7318-02-ME-B01-003 ¦ T14211-7318-02-ME-B01-004 | HRSG_General arrangement of HRSG (Upper Plan View) ¦ HRSG_General arrangement of HRSG (Lower Plan View) | Distinct GA subset for upper/lower plan views; kept separate from overall GA.
376 | HRSG Vendor Document List | HRSG Equipment List | 2418 | Muara Tawar | MRT-XV00-P2LB-122039 ¦ MRT-XL00-P2LB-122030 ¦ MRT-XN00-P2LB-122032 | [HRSG(For Block 2)]_HRSG_EQUIPMENT LIST ¦ [HRSG(For Block 2)]_HRSG_LINE LIST ¦ [HRSG(For Block 2)]_HRSG_VALVE LIST | Split combined lists into discrete conventional deliverables; evidence includes equipment list.
377 | HRSG Vendor Document List | HRSG Line List | 2418 | Muara Tawar | MRT-XV00-P2LB-122039 ¦ MRT-XL00-P2LB-122030 ¦ MRT-XN00-P2LB-122032 | [HRSG(For Block 2)]_HRSG_EQUIPMENT LIST ¦ [HRSG(For Block 2)]_HRSG_LINE LIST ¦ [HRSG(For Block 2)]_HRSG_VALVE LIST | Merged same deliverable (line list) across blocks; removed block qualifiers.
377 | HRSG Vendor Document List | HRSG Line List | 2422 | Muara Tawar | MRT-XV00-P3LB-122039 ¦ MRT-XL00-P3LB-122030 | [HRSG(For Block 3, 4)]_HRSG_EQUIPMENT LIST ¦ [HRSG(For Block 3, 4)]_HRSG_LINE LIST | Merged same deliverable (line list) across blocks; removed block qualifiers.
378 | HRSG Vendor Document List | HRSG Valve List | 2418 | Muara Tawar | MRT-XV00-P2LB-122039 ¦ MRT-XL00-P2LB-122030 ¦ MRT-XN00-P2LB-122032 | [HRSG(For Block 2)]_HRSG_EQUIPMENT LIST ¦ [HRSG(For Block 2)]_HRSG_LINE LIST ¦ [HRSG(For Block 2)]_HRSG_VALVE LIST | Split combined lists into discrete deliverable; valve list only evidenced for Block 2 in this batch.
379 | HRSG Vendor Document List | HRSG Wiring & Schematic Diagram | 2420 | Muara Tawar | MRT-YQ01-P3LB-122085 ¦ MRT-YF00-P3LB-122066 | [HRSG(For Block 3, 4)]_HRSG_WIRING & SCHEMATIC DIAGRAM ¦ [HRSG(For Block 3, 4)]_HRSG_CONTROL AND AUTOMATION DIAGRAM | Split diagram row into distinct diagram types; evidence includes wiring & schematic diagram.
380 | HRSG Vendor Document List | HRSG Control and Automation Diagram | 2420 | Muara Tawar | MRT-YQ01-P3LB-122085 ¦ MRT-YF00-P3LB-122066 | [HRSG(For Block 3, 4)]_HRSG_WIRING & SCHEMATIC DIAGRAM ¦ [HRSG(For Block 3, 4)]_HRSG_CONTROL AND AUTOMATION DIAGRAM | Split diagram row into distinct diagram types; evidence includes control and automation diagram.
381 | HRSG Vendor Document List | HRSG Pressure Part Arrangement Drawing | 2425 | R&N | SAU4005-G011-UHA-&MLH-04821 | HRSG(V) - Pressure Part Arrangement | Single source row explicitly for HRSG pressure part arrangement.
382 | HRSG Vendor Document List | HRSG System Description | 2426 | R&N | SAU4005-G011-CJF-&MDB-04811 ¦ SAU4005-G011-H__-&MDB-04846 ¦ SAU4005-G011-HYA-&EDB-04886 ¦ SAU4005-G011-HNY-&MDA-04989 ¦ SAU4005-G011-HHA-&MDB-05007 | HRSG(V) - System Description ¦ HRSG(V) - System Description for Diverter & Guillotine Damper ¦ HRSG(V) - Control Description ¦ HRSG(V) - System Description for SCR ¦ HRSG(V) - System Description for Duct Burner | Kept general HRSG system description as core vendor deliverable.
383 | HRSG Vendor Document List | HRSG Diverter & Guillotine Damper System Description | 2426 | R&N | SAU4005-G011-CJF-&MDB-04811 ¦ SAU4005-G011-H__-&MDB-04846 ¦ SAU4005-G011-HYA-&EDB-04886 ¦ SAU4005-G011-HNY-&MDA-04989 ¦ SAU4005-G011-HHA-&MDB-05007 | HRSG(V) - System Description ¦ HRSG(V) - System Description for Diverter & Guillotine Damper ¦ HRSG(V) - Control Description ¦ HRSG(V) - System Description for SCR ¦ HRSG(V) - System Description for Duct Burner | Split specialized system descriptions under same source row into distinct deliverables by subject.
384 | HRSG Vendor Document List | HRSG Control Description | 2426 | R&N | SAU4005-G011-CJF-&MDB-04811 ¦ SAU4005-G011-H__-&MDB-04846 ¦ SAU4005-G011-HYA-&EDB-04886 ¦ SAU4005-G011-HNY-&MDA-04989 ¦ SAU4005-G011-HHA-&MDB-05007 | HRSG(V) - System Description ¦ HRSG(V) - System Description for Diverter & Guillotine Damper ¦ HRSG(V) - Control Description ¦ HRSG(V) - System Description for SCR ¦ HRSG(V) - System Description for Duct Burner | Classified 'Control Description' under control system L1; separate from mechanical system descriptions.
385 | HRSG Vendor Document List | HRSG SCR System Description | 2426 | R&N | SAU4005-G011-CJF-&MDB-04811 ¦ SAU4005-G011-H__-&MDB-04846 ¦ SAU4005-G011-HYA-&EDB-04886 ¦ SAU4005-G011-HNY-&MDA-04989 ¦ SAU4005-G011-HHA-&MDB-05007 | HRSG(V) - System Description ¦ HRSG(V) - System Description for Diverter & Guillotine Damper ¦ HRSG(V) - Control Description ¦ HRSG(V) - System Description for SCR ¦ HRSG(V) - System Description for Duct Burner | Split specialized SCR system description into dedicated deliverable.
386 | HRSG Vendor Document List | HRSG Duct Burner System Description | 2426 | R&N | SAU4005-G011-CJF-&MDB-04811 ¦ SAU4005-G011-H__-&MDB-04846 ¦ SAU4005-G011-HYA-&EDB-04886 ¦ SAU4005-G011-HNY-&MDA-04989 ¦ SAU4005-G011-HHA-&MDB-05007 | HRSG(V) - System Description ¦ HRSG(V) - System Description for Diverter & Guillotine Damper ¦ HRSG(V) - Control Description ¦ HRSG(V) - System Description for SCR ¦ HRSG(V) - System Description for Duct Burner | Split specialized duct burner system description into dedicated deliverable.
387 | HRSG Vendor Document List | HRSG Transmitter Specification | 2427 | R&N | SAU4005-G011-HYA-&EDA-04902 | HRSG(V) - Transmiter Speicification | Mapped to I&C due to transmitter specification nature; kept original document type spelling from source.
388 | HRSG Vendor Document List | HRSG Diverter Damper Control Cabinet Wiring Diagram | 2428 | R&N | SAU4005-G011-HYA-&EMA-04904 ¦ SAU4005-G011-HYA-&EDA-04927 | HRSG(V) - Wiring Diagram ¦ HRSG(V) - Control Cabinet Drawing for Diverter Damper (include Schematic and Wiring Diagram) | Combined wiring diagram evidence includes specific control cabinet drawing for diverter damper including wiring/schematic.
389 | HRSG Vendor Document List | HRSG Wiring Diagram | 2428 | R&N | SAU4005-G011-HYA-&EMA-04904 ¦ SAU4005-G011-HYA-&EDA-04927 | HRSG(V) - Wiring Diagram ¦ HRSG(V) - Control Cabinet Drawing for Diverter Damper (include Schematic and Wiring Diagram) | Kept general HRSG wiring diagram as separate deliverable from specific control cabinet wiring.
390 | HRSG Vendor Document List | HRSG Erection Manual for Installation | 2419 | Muara Tawar | MRT-UC02-P2LB-122121 ¦ MRT-DN05-P2LB-122119 ¦ MRT-CQ02-P2LB-122118 | [HRSG(for Block 2, 3&4)]_HRSG_ERECTION MANUAL FOR INSTALLATION ¦ [HRSG(for Block 2, 3&4)]_HRSG_COMMISSIONING MANUAL ¦ [HRSG(for Block 2, 3&4)]_HRSG_OPERATION & MAINTENANCE MANUAL | Split combined manuals into separate conventional manuals; removed block qualifiers.
391 | HRSG Vendor Document List | HRSG Commissioning Manual | 2419 | Muara Tawar | MRT-UC02-P2LB-122121 ¦ MRT-DN05-P2LB-122119 ¦ MRT-CQ02-P2LB-122118 | [HRSG(for Block 2, 3&4)]_HRSG_ERECTION MANUAL FOR INSTALLATION ¦ [HRSG(for Block 2, 3&4)]_HRSG_COMMISSIONING MANUAL ¦ [HRSG(for Block 2, 3&4)]_HRSG_OPERATION & MAINTENANCE MANUAL | Split combined manuals into separate conventional manuals; removed block qualifiers.
392 | HRSG Vendor Document List | HRSG Operation & Maintenance Manual | 2419 | Muara Tawar | MRT-UC02-P2LB-122121 ¦ MRT-DN05-P2LB-122119 ¦ MRT-CQ02-P2LB-122118 | [HRSG(for Block 2, 3&4)]_HRSG_ERECTION MANUAL FOR INSTALLATION ¦ [HRSG(for Block 2, 3&4)]_HRSG_COMMISSIONING MANUAL ¦ [HRSG(for Block 2, 3&4)]_HRSG_OPERATION & MAINTENANCE MANUAL | Split combined manuals into separate conventional manuals; removed block qualifiers. Retained O&M abbreviation per title rules.
393 | HRSG Vendor Document List | HRSG H.P Steam Drum Assembly Drawing | 2669 | Karabatan | T14211-7318-02-ME-B05-101 | HRSG_Assembly for H.P Steam Drum | Assembly for HP steam drum is a distinct fabrication/assembly deliverable.
394 | HRSG Vendor Document List | HRSG H.P Steam Drum Internal Assembly Drawing | 2670 | Karabatan | T14211-7318-02-ME-B05-103~105 | HRSG_Internal Assembly for H.P Steam Drum | Internal assembly for HP steam drum kept separate from overall assembly.
395 | HRSG Vendor Document List | HRSG Hoist Document Package | 2676 | Muara Tawar | MRT-DP00-P2LB-122122 ¦ MRT-DP00-P2LB-122123 | [HRSG(for Block 2)]_HRSG_ELEVATOR DOCUMENT PACKAGE ¦ [HRSG(for Block 2)]_HRSG_HOIST DOCUMENT PACKAGE | Merged identical hoist document package across blocks; mapped L2 to Crane & hoist taxonomy.
395 | HRSG Vendor Document List | HRSG Hoist Document Package | 2677 | Muara Tawar | MRT-DP00-P3LB-122122 ¦ MRT-DP00-P3LB-122123 | [HRSG(for Block 3, 4)]_HRSG_ELEVATOR DOCUMENT PACKAGE ¦ [HRSG(for Block 3, 4)]_HRSG_HOIST DOCUMENT PACKAGE | Merged identical hoist document package across blocks; mapped L2 to Crane & hoist taxonomy.
396 | HRSG Vendor Document List | HRSG Elevator Document Package | 2676 | Muara Tawar | MRT-DP00-P2LB-122122 ¦ MRT-DP00-P2LB-122123 | [HRSG(for Block 2)]_HRSG_ELEVATOR DOCUMENT PACKAGE ¦ [HRSG(for Block 2)]_HRSG_HOIST DOCUMENT PACKAGE | Split combined elevator/hoist packages into separate deliverables; merged across blocks.
396 | HRSG Vendor Document List | HRSG Elevator Document Package | 2677 | Muara Tawar | MRT-DP00-P3LB-122122 ¦ MRT-DP00-P3LB-122123 | [HRSG(for Block 3, 4)]_HRSG_ELEVATOR DOCUMENT PACKAGE ¦ [HRSG(for Block 3, 4)]_HRSG_HOIST DOCUMENT PACKAGE | Split combined elevator/hoist packages into separate deliverables; merged across blocks.
397 | HRSG Vendor Document List | HRSG Welders List (HP/LP Drum) | 2683 | Grati |  | [HRSG]_Welders List for HRSG HP Drum ¦ [HRSG]_Welders List for HRSG LP Drum | Combined HP/LP drum welder lists into one standardized row since both referenced under same source row.
398 | HRSG Vendor Document List | HRSG WPS & PQR for HP Drum | 2673 | Grati | GRT-QA00-P0H-040008 ¦ GRT-QA00-P0H-040010 ¦ GRT-QA00-P0H-040012 ¦ GRT-QA00-P0H-040016 | [HRSG]_WPS&PQR for HRSG Heat Exchanger ¦ [HRSG]_WPS&PQR for HRSG HP Drum ¦ [HRSG]_WPS&PQR for HRSG LP Drum ¦ WPS&PQR for HRSG Piping | Merged WPS&PQR evidence for HRSG HP drum across sources.
398 | HRSG Vendor Document List | HRSG WPS & PQR for HP Drum | 2684 | Grati |  | [HRSG]_WPS&PQR for HRSG HP Drum ¦ [HRSG]_WPS&PQR for HRSG LP Drum | Merged WPS&PQR evidence for HRSG HP drum across sources.
399 | HRSG Vendor Document List | HRSG WPS & PQR for LP Drum | 2673 | Grati | GRT-QA00-P0H-040008 ¦ GRT-QA00-P0H-040010 ¦ GRT-QA00-P0H-040012 ¦ GRT-QA00-P0H-040016 | [HRSG]_WPS&PQR for HRSG Heat Exchanger ¦ [HRSG]_WPS&PQR for HRSG HP Drum ¦ [HRSG]_WPS&PQR for HRSG LP Drum ¦ WPS&PQR for HRSG Piping | Separated LP drum WPS&PQR under Low Pressure(LP) system based on source wording.
399 | HRSG Vendor Document List | HRSG WPS & PQR for LP Drum | 2684 | Grati |  | [HRSG]_WPS&PQR for HRSG HP Drum ¦ [HRSG]_WPS&PQR for HRSG LP Drum | Separated LP drum WPS&PQR under Low Pressure(LP) system based on source wording.
400 | HRSG Vendor Document List | HRSG WPS & PQR for Heat Exchanger | 2673 | Grati | GRT-QA00-P0H-040008 ¦ GRT-QA00-P0H-040010 ¦ GRT-QA00-P0H-040012 ¦ GRT-QA00-P0H-040016 | [HRSG]_WPS&PQR for HRSG Heat Exchanger ¦ [HRSG]_WPS&PQR for HRSG HP Drum ¦ [HRSG]_WPS&PQR for HRSG LP Drum ¦ WPS&PQR for HRSG Piping | Source includes WPS&PQR for HRSG heat exchanger; kept separate from drum WPS/PQR.
401 | HRSG Vendor Document List | HRSG WPS & PQR for Piping | 2673 | Grati | GRT-QA00-P0H-040008 ¦ GRT-QA00-P0H-040010 ¦ GRT-QA00-P0H-040012 ¦ GRT-QA00-P0H-040016 | [HRSG]_WPS&PQR for HRSG Heat Exchanger ¦ [HRSG]_WPS&PQR for HRSG HP Drum ¦ [HRSG]_WPS&PQR for HRSG LP Drum ¦ WPS&PQR for HRSG Piping | Source includes WPS&PQR for HRSG piping; classified under Piping System.
402 | HRSG Vendor Document List | HRSG Inlet Duct Arrangement Drawing | 2703 | Fadhili ¦ Grati ¦ Karabatan | T16182-UE00-P0LB-122009 ¦ GRT-UE00-P1H-300008 ¦ T14211-7318-02-ME-B05-301 ¦ T14211-7318-02-ME-B05-301~400 | HRSG - ARRANGEMENT OF INLET DUCT ¦ [HRSG]_ARRANGEMENT OF INLET DUCT ¦ HRSG_ARRANGEMENT OF INLET DUCT | Merged inlet duct arrangement across multiple projects including vendor-marked HRSG(V).
402 | HRSG Vendor Document List | HRSG Inlet Duct Arrangement Drawing | 2704 | Grati |  | [HRSG]_ARRANGEMENT OF INLET DUCT | Merged inlet duct arrangement across multiple projects including vendor-marked HRSG(V).
402 | HRSG Vendor Document List | HRSG Inlet Duct Arrangement Drawing | 2705 | R&N | SAU4005-G011-UHB-&MTL-04869 | HRSG(V) - Arrangement of Inlet Duct | Merged inlet duct arrangement across multiple projects including vendor-marked HRSG(V).
403 | HRSG Vendor Document List | HRSG Insulation Data & BOM | 2728 | Muara Tawar | MRT-YQ03-P2LB-122086 | [HRSG(For Block 2)]_HRSG_DATA & BOM OF INSULATION | Merged same insulation data & BOM deliverable across blocks; standardized as 'Data & BOM' despite document_type shown as BOM.
403 | HRSG Vendor Document List | HRSG Insulation Data & BOM | 2729 | Muara Tawar | MRT-YQ03-P3LB-122086 | [HRSG(For Block 3, 4)]_HRSG_DATA & BOM OF INSULATION | Merged same insulation data & BOM deliverable across blocks; standardized as 'Data & BOM' despite document_type shown as BOM.
404 | HRSG Vendor Document List | HRSG Insulation Data & BOM for Drum | 2731 | Fadhili ¦ Grati ¦ Karabatan | T16182-YQ03-P0LB-122086 ¦ GRT-YT01-P1H-300056 ¦ T14211-7318-02-ME-B05-102 ¦ T14211-7318-02-ME-B05-153 ¦ T14211-7318-02-ME-B05-107 ¦ T16182-YQ03-P0LB-122087 ¦ GRT-YT01-P1H-300057 ¦ T14211-7318-02-ME-B22-001 | HRSG - DATA & BOM OF INSULATION FOR BLOWDOWN TANK ¦ [HRSG]_DATA & BOM OF INSULATION FOR DRUM AND BLOWDOWN TANK ¦ HRSG_DATA & BOM OF INSULATION FOR DRUM ¦ HRSG_DATA & BOM OF INSULATION FOR B/D TANK ¦ HRSG - DATA & BOM OF INSULATION FOR INTERNAL PIPING ¦ [HRSG]_DATA & BOM OF INSULATION FOR INTERNAL PIPING ¦ HRSG_DATA & BOM OF INSULATION FOR INTERNAL PIPING | Kept drum-specific insulation data & BOM separate from other insulation scopes.
404 | HRSG Vendor Document List | HRSG Insulation Data & BOM for Drum | 2732 | Grati |  | [HRSG]_DATA & BOM OF INSULATION FOR DRUM AND BLOWDOWN TANK | Kept drum-specific insulation data & BOM separate from other insulation scopes.
405 | HRSG Vendor Document List | HRSG Insulation Data & BOM for Blowdown Tank | 2731 | Fadhili ¦ Grati ¦ Karabatan | T16182-YQ03-P0LB-122086 ¦ GRT-YT01-P1H-300056 ¦ T14211-7318-02-ME-B05-102 ¦ T14211-7318-02-ME-B05-153 ¦ T14211-7318-02-ME-B05-107 ¦ T16182-YQ03-P0LB-122087 ¦ GRT-YT01-P1H-300057 ¦ T14211-7318-02-ME-B22-001 | HRSG - DATA & BOM OF INSULATION FOR BLOWDOWN TANK ¦ [HRSG]_DATA & BOM OF INSULATION FOR DRUM AND BLOWDOWN TANK ¦ HRSG_DATA & BOM OF INSULATION FOR DRUM ¦ HRSG_DATA & BOM OF INSULATION FOR B/D TANK ¦ HRSG - DATA & BOM OF INSULATION FOR INTERNAL PIPING ¦ [HRSG]_DATA & BOM OF INSULATION FOR INTERNAL PIPING ¦ HRSG_DATA & BOM OF INSULATION FOR INTERNAL PIPING | Separated blowdown tank insulation data & BOM as distinct scope evidenced by source titles.
406 | HRSG Vendor Document List | HRSG Insulation Data & BOM for Internal Piping | 2731 | Fadhili ¦ Grati ¦ Karabatan | T16182-YQ03-P0LB-122086 ¦ GRT-YT01-P1H-300056 ¦ T14211-7318-02-ME-B05-102 ¦ T14211-7318-02-ME-B05-153 ¦ T14211-7318-02-ME-B05-107 ¦ T16182-YQ03-P0LB-122087 ¦ GRT-YT01-P1H-300057 ¦ T14211-7318-02-ME-B22-001 | HRSG - DATA & BOM OF INSULATION FOR BLOWDOWN TANK ¦ [HRSG]_DATA & BOM OF INSULATION FOR DRUM AND BLOWDOWN TANK ¦ HRSG_DATA & BOM OF INSULATION FOR DRUM ¦ HRSG_DATA & BOM OF INSULATION FOR B/D TANK ¦ HRSG - DATA & BOM OF INSULATION FOR INTERNAL PIPING ¦ [HRSG]_DATA & BOM OF INSULATION FOR INTERNAL PIPING ¦ HRSG_DATA & BOM OF INSULATION FOR INTERNAL PIPING | Internal piping insulation clearly indicated; classified under Piping System.
407 | HRSG Vendor Document List | HRSG SCR AIG and Catalyst Frame & Sealing Arrangement Drawing | 2738 | R&N | SAU4005-G011-HNY-&MLU-04967 ¦ SAU4005-G011-HNY-&MLU-05092 | HRSG(V) - General arrangement Drawing of Internal Part for SCR (with AIG and Catalyst Frame & Sealing Arrangement) ¦ HRSG(V) - AIG, Catalyst Frame & Sealing Arrangement Drawing | Merged two titles describing the same SCR internal parts GA (AIG/catalyst frame/sealing arrangement).
408 | HRSG Vendor Document List | HRSG LV Panels | 2753 | Turkistan | CCP-W-B114-02-ME-E14-0084 | HRSG_Low Voltage Panels | Classified panels under Electrical System; single source row.
409 | HRSG Vendor Document List | HRSG Main Frames Design Report | 2761 | Muara Tawar | MRT-XB02-P2LB-122021 | [HRSG(For Block 2, 3&4)]_HRSG_MAIN FRAMES DESIGN REPORT | Single source row; removed block qualifiers.
410 | HRSG Vendor Document List | HRSG Arrangement of Main Stack & Field Erection | 2763 | Karabatan | T14211-7318-02-ME-B05-501 ¦ T14211-7318-02-ME-B05-601 ¦ T14211-7318-02-ME-B05-501~600 ¦ T14211-7318-02-ME-B05-601~700 | HRSG_ARRG`T OF MAIN STACK & FIELD ERECTION ¦ HRSG_ARRG`T OF BYPASS STACK & FIELD ERECTION | Preserved vendor-specific document type spelling 'ARRG`T' and standardized subject for main stack field erection.
411 | HRSG Vendor Document List | HRSG Arrangement of Bypass Stack & Field Erection | 2763 | Karabatan | T14211-7318-02-ME-B05-501 ¦ T14211-7318-02-ME-B05-601 ¦ T14211-7318-02-ME-B05-501~600 ¦ T14211-7318-02-ME-B05-601~700 | HRSG_ARRG`T OF MAIN STACK & FIELD ERECTION ¦ HRSG_ARRG`T OF BYPASS STACK & FIELD ERECTION | Split main stack and bypass stack arrangements into separate deliverables; bypass stack maps to L2 taxonomy.
412 | HRSG Vendor Document List | HRSG Main Stack & Field Erection Arrangement Drawing | 2764 | Fadhili ¦ Grati | T16182-UE00-P0LB-122010 ¦ GRT-UE00-P1H-300009 | HRSG - ARRANGEMENT OF MAIN STACK& FIELD ERECTION ¦ [HRSG]_ARRANGEMENT OF MAIN STACK& FIELD ERECTION | Kept as separate GA drawing deliverable from 'ARRG`T' arrangement documents.
413 | HRSG Vendor Document List | HRSG Module Drain & Vent Line | 2794 | Karabatan | T14211-7318-02-ME-B05-221 | HRSG_Module Drain & Vent Line | Classified under Drain System due to drain/vent line content; single source row.
414 | HRSG Vendor Document List | HRSG Nameplate Drawing | 2841 | Muara Tawar | MRT-YD00-P2LB-122114 ¦ MRT-YK08-P2LB-122115 | [HRSG(for Block 2)]_HRSG_SPEC. & DRAWING FOR SUMP PUMP ¦ [HRSG(for Block 2)]_HRSG_NAMEPLATE DRAWING | Merged same nameplate drawing deliverable across blocks.
414 | HRSG Vendor Document List | HRSG Nameplate Drawing | 2842 | Muara Tawar | MRT-YD00-P3LB-122114 ¦ MRT-YK08-P3LB-122115 | [HRSG(for Block 3, 4)]_HRSG_SPEC. & DRAWING FOR SUMP PUMP ¦ [HRSG(for Block 3, 4)]_HRSG_ NAMEPLATE DRAWING | Merged same nameplate drawing deliverable across blocks.
415 | HRSG Vendor Document List | HRSG Sump Pump Specification & Drawing | 2841 | Muara Tawar | MRT-YD00-P2LB-122114 ¦ MRT-YK08-P2LB-122115 | [HRSG(for Block 2)]_HRSG_SPEC. & DRAWING FOR SUMP PUMP ¦ [HRSG(for Block 2)]_HRSG_NAMEPLATE DRAWING | Split combined row into sump pump spec/drawing versus nameplate; merged across blocks.
415 | HRSG Vendor Document List | HRSG Sump Pump Specification & Drawing | 2842 | Muara Tawar | MRT-YD00-P3LB-122114 ¦ MRT-YK08-P3LB-122115 | [HRSG(for Block 3, 4)]_HRSG_SPEC. & DRAWING FOR SUMP PUMP ¦ [HRSG(for Block 3, 4)]_HRSG_ NAMEPLATE DRAWING | Split combined row into sump pump spec/drawing versus nameplate; merged across blocks.
416 | HRSG Vendor Document List | HRSG Feedwater Pump NPSH Transient Analysis Report | 2859 | Fadhili | T16182-XW03-P0LA-110061 | HRSG/FGP FEEDWATER PUMP NPSH TRANSIENT ANALYSIS | Standardized to conventional report title for NPSH transient analysis; treated as HRSG package-associated pump deliverable per source title.
417 | HRSG Vendor Document List | HRSG Partition Plate & Gas Baffle Arrangement Drawing | 2918 | Fadhili ¦ Karabatan | T16182-YT01-P0LB-122103 ¦ T14211-7318-02-ME-B05-402 | HRSG - ARRANGEMENT OF PARTITION PLATE & GAS BAFFLE ¦ HRSG_ARRANGEMENT OF PARTITION PLATE & GAS BAFFLE | Merged same arrangement drawing across projects (partition plate & gas baffle).
418 | HRSG Vendor Document List | Plant General Arrangement Drawing for GTG & HRSG Area (Plan View) | 2920 | Karabatan | T14211-7300-GP-605-0001 | Plant General Arrangement Drawing for GTG & HRSG Area (Plan View) | Merged duplicate plan-view GA deliverables differing only by project/unit qualifiers.
418 | HRSG Vendor Document List | Plant General Arrangement Drawing for GTG & HRSG Area (Plan View) | 2923 | Fadhili ¦ Turkistan | T16182-UE00-P0MB-100004 ¦ T16182-UE00-P0MB-100005 ¦ CCP-PW-B000-GP-605-0002 | PLANT GENERAL ARRANGEMENT FOR GTG & HRSG AREA UNIT 1&2 (PLAN VIEW) ¦ PLANT GENERAL ARRANGEMENT FOR GTG & HRSG AREA UNIT 3&4&5 (PLAN VIEW) ¦ Plant General Arrangement Drawing for GTG & HRSG Area (Plan View) | Merged duplicate plan-view GA deliverables differing only by project/unit qualifiers.
419 | HRSG Vendor Document List | Plant General Arrangement Drawing for GTG & HRSG Area (Section View) | 2921 | Fadhili ¦ Turkistan | T16182-UE00-P0MB-100006 ¦ T16182-UE00-P0MB-100007 ¦ CCP-PW-B000-GP-605-0003 ¦ CCP-PW-B000-GP-605-0004 | PLANT GENERAL ARRANGEMENT FOR GTG & HRSG AREA (SECTION A - A) ¦ PLANT GENERAL ARRANGEMENT FOR GTG & HRSG AREA (SECTION B - B) ¦ Plant General Arrangement Drawing for GTG & HRSG Area (Section A-A) ¦ Plant General Arrangement Drawing for GTG & HRSG Area (Section B-B, C-C) | Merged section-view GA deliverables (A-A/B-B/C-C) under one standardized section-view GA row.
419 | HRSG Vendor Document List | Plant General Arrangement Drawing for GTG & HRSG Area (Section View) | 2922 | Karabatan | T14211-7300-GP-605-0002 | Plant General Arrangement Drawing for GTG & HRSG Area (Section View) | Merged section-view GA deliverables (A-A/B-B/C-C) under one standardized section-view GA row.
420 | HRSG Vendor Document List | Plant General Arrangement Drawing for GTG & HRSG Area (Roof Floor Plan) | 2924 | Turkistan | CCP-PW-B000-GP-605-0005 | Plant General Arrangement Drawing for GTG & HRSG Area (Roof Floor Plan) | Kept as distinct GA deliverable type (roof floor plan) per source title evidence.
421 | HRSG Vendor Document List | HRSG Portable Extinguisher Arrangement Drawing | 2937 | Fadhili | T16182-YD00-P0SGZ-138131 | PORTABLE EXTINGUISHER ARRANGEMENT FOR HRSG | Standardized HRSG-specific fire protection arrangement title; no merge candidates.
422 | HRSG Vendor Document List | HRSG Power Distribution Panel Drawings | 2941 | Muara Tawar | MRT-YD00-P2LB-122056 | [HRSG(For Block 2)]_HRSG_POWER DISTRIBUTION PANEL DRAWINGS | Merged identical deliverable across blocks; removed block qualifiers from standardized title/equipment.
422 | HRSG Vendor Document List | HRSG Power Distribution Panel Drawings | 2942 | Muara Tawar | MRT-YD00-P3LB-122056 | [HRSG(For Block 3, 4)]_HRSG_POWER DISTRIBUTION PANEL DRAWINGS | Merged identical deliverable across blocks; removed block qualifiers from standardized title/equipment.
423 | HRSG Vendor Document List | HRSG Pressure Part Arrangement Drawing | 2944 | Fadhili ¦ Grati ¦ Karabatan | T16182-YB03-P0LB-122048 ¦ GRT-YD00-P1H-300034 ¦ T14211-7318-02-ME-B05-001 ¦ T14211-7318-02-ME-B05-001~100 | HRSG - PRESSURE PART ARRANGEMENT ¦ [HRSG]_PRESSURE PART ARRANGEMENT ¦ HRSG_Pressure Part Arrangement of HRSG | Merged pressure part GA across projects/blocks into one standardized vendor deliverable.
423 | HRSG Vendor Document List | HRSG Pressure Part Arrangement Drawing | 2945 | Muara Tawar | MRT-YB03-P2LB-122048 | [HRSG(For Block 2)]_HRSG_PRESSURE PART ARRANGEMENT | Merged pressure part GA across projects/blocks into one standardized vendor deliverable.
423 | HRSG Vendor Document List | HRSG Pressure Part Arrangement Drawing | 2946 | Muara Tawar | MRT-YB03-P3LB-122048 | [HRSG(for Block 3, 4)]_HRSG_PRESSURE PART ARRANGEMENT | Merged pressure part GA across projects/blocks into one standardized vendor deliverable.
424 | HRSG Vendor Document List | HRSG Pressure Part Detail for Installation | 2948 | Muara Tawar | MRT-YB03-P2LB-122113 | [HRSG(for Block 2, 3&4)]_ HRSG_PRESSURE PART DETAIL FOR INSTALLATION | Kept as separate installation-detail document (not a GA) per source title.
425 | HRSG Vendor Document List | HRSG Pressure Parts Design Report | 2949 | Muara Tawar | MRT-XB02-P2LB-122022 | [HRSG(for Block 2, 3 & 4)]_HRSG_PRESSURE PARTS DESIGN REPORT | Aligned to source as design report for HRSG pressure parts.
426 | HRSG Vendor Document List | HRSG Feedwater Pump Detail Drawings | 2968 | Fadhili | T16182-YK01-P0LAC-126006 ¦ T16182-YT01-P0LAC-126009 ¦ T16182-YD00-P0LAC-126010 ¦ T16182-YT01-P0LAC-126016 | HRSG FEEDWATER PUMP - SECTIONAL DRAWING FOR PUMP ¦ HRSG FEEDWATER PUMP - OUTLINE DRAWING AND DATA SHEET FOR SUCTION STRAINER ¦ HRSG FEEDWATER PUMP - OUTLINE DRAWING AND DATA SHEET FOR MECHANICA SEAL ¦ HRSG FEEDWATER PUMP - OUTLINE DRAWING AND DATA SHEET FOR LUBE OIL UNIT | Grouped multiple component outline/sectional drawings for the feedwater pump package under one detail drawing deliverable.
427 | HRSG Vendor Document List | HRSG Feedwater Pump and Motor Data Sheets & Characteristic Curves | 2969 | Fadhili | T16182-YT01-P0LAC-126004 ¦ T16182-YT01-P0LAC-126005 | HRSG FEEDWATER PUMP - DATA SHEET AND CHARACTERISTIC CURVE FOR PUMP ¦ HRSG FEEDWATER PUMP - DATA SHEET AND CHARACTERISTIC CURVE FOR MOTOR | Merged pump and motor data sheet/curve items into one conventional vendor datasheet deliverable for the pump package.
428 | HRSG Vendor Document List | HRSG Re-bar Detail Reinforcement Drawing | 2996 | Turkistan | CCP-PW-B014-CV-HR-0006 | HEAT RECOVERY STEAM GENERATOR_RE-BAR DETAIL | Kept as distinct civil/structural deliverable within vendor package evidence (re-bar detail).
429 | HRSG Vendor Document List | HRSG Steam Drum Specification & Drawing | 3047 | Muara Tawar | MRT-YD00-P2LB-122049 ¦ MRT-YD00-P2LB-122050 ¦ MRT-YT01-P2LB-122051 ¦ MRT-YD00-P2LB-122052 | [HRSG(For Block 2)]_HRSG_SPEC. & DRAWING FOR STEAM DRUM ¦ [HRSG(For Block 2)]_HRSG_SPEC. & DRAWING FOR BLOWDOWN PUMP ¦ [HRSG(For Block 2)]_HRSG_SPEC. & DRAWING FOR SAFETY & RELIEF VALVE ¦ [HRSG(For Block 2)]_HRSG_SPEC. & DRAWING FOR STACK DAMPER | Merged steam drum spec & drawing across blocks; separated from other equipment listed in same source batch.
429 | HRSG Vendor Document List | HRSG Steam Drum Specification & Drawing | 3048 | Muara Tawar | MRT-YD00-P3LB-122049 | [HRSG(for Block 3, 4)]_HRSG_SPEC. & DRAWING FOR STEAM DRUM | Merged steam drum spec & drawing across blocks; separated from other equipment listed in same source batch.
430 | HRSG Vendor Document List | HRSG Blowdown Pump Specification & Drawing | 3035 | Muara Tawar | MRT-YD00-P3LB-122050 ¦ MRT-YT01-P3LB-122051 ¦ MRT-YD00-P3LB-122052 | [HRSG(For Block 3, 4)]_HRSG_SPEC. & DRAWING FOR BLOWDOWN PUMP ¦ [HRSG(For Block 3, 4)]_HRSG_SPEC. & DRAWING FOR SAFETY & RELIEF VALVE ¦ [HRSG(For Block 3, 4)]_HRSG_SPEC. & DRAWING FOR STACK DAMPER | Extracted blowdown pump spec & drawing as its own deliverable (listed alongside other items in source titles).
430 | HRSG Vendor Document List | HRSG Blowdown Pump Specification & Drawing | 3047 | Muara Tawar | MRT-YD00-P2LB-122049 ¦ MRT-YD00-P2LB-122050 ¦ MRT-YT01-P2LB-122051 ¦ MRT-YD00-P2LB-122052 | [HRSG(For Block 2)]_HRSG_SPEC. & DRAWING FOR STEAM DRUM ¦ [HRSG(For Block 2)]_HRSG_SPEC. & DRAWING FOR BLOWDOWN PUMP ¦ [HRSG(For Block 2)]_HRSG_SPEC. & DRAWING FOR SAFETY & RELIEF VALVE ¦ [HRSG(For Block 2)]_HRSG_SPEC. & DRAWING FOR STACK DAMPER | Extracted blowdown pump spec & drawing as its own deliverable (listed alongside other items in source titles).
431 | HRSG Vendor Document List | HRSG Safety & Relief Valve Specification & Drawing | 3035 | Muara Tawar | MRT-YD00-P3LB-122050 ¦ MRT-YT01-P3LB-122051 ¦ MRT-YD00-P3LB-122052 | [HRSG(For Block 3, 4)]_HRSG_SPEC. & DRAWING FOR BLOWDOWN PUMP ¦ [HRSG(For Block 3, 4)]_HRSG_SPEC. & DRAWING FOR SAFETY & RELIEF VALVE ¦ [HRSG(For Block 3, 4)]_HRSG_SPEC. & DRAWING FOR STACK DAMPER | Extracted SRV spec & drawing as its own deliverable from combined source titles; applies across blocks.
431 | HRSG Vendor Document List | HRSG Safety & Relief Valve Specification & Drawing | 3047 | Muara Tawar | MRT-YD00-P2LB-122049 ¦ MRT-YD00-P2LB-122050 ¦ MRT-YT01-P2LB-122051 ¦ MRT-YD00-P2LB-122052 | [HRSG(For Block 2)]_HRSG_SPEC. & DRAWING FOR STEAM DRUM ¦ [HRSG(For Block 2)]_HRSG_SPEC. & DRAWING FOR BLOWDOWN PUMP ¦ [HRSG(For Block 2)]_HRSG_SPEC. & DRAWING FOR SAFETY & RELIEF VALVE ¦ [HRSG(For Block 2)]_HRSG_SPEC. & DRAWING FOR STACK DAMPER | Extracted SRV spec & drawing as its own deliverable from combined source titles; applies across blocks.
432 | HRSG Vendor Document List | HRSG Stack Damper Specification & Drawing | 3035 | Muara Tawar | MRT-YD00-P3LB-122050 ¦ MRT-YT01-P3LB-122051 ¦ MRT-YD00-P3LB-122052 | [HRSG(For Block 3, 4)]_HRSG_SPEC. & DRAWING FOR BLOWDOWN PUMP ¦ [HRSG(For Block 3, 4)]_HRSG_SPEC. & DRAWING FOR SAFETY & RELIEF VALVE ¦ [HRSG(For Block 3, 4)]_HRSG_SPEC. & DRAWING FOR STACK DAMPER | Extracted stack damper spec & drawing as its own deliverable from combined source titles; applies across blocks.
432 | HRSG Vendor Document List | HRSG Stack Damper Specification & Drawing | 3047 | Muara Tawar | MRT-YD00-P2LB-122049 ¦ MRT-YD00-P2LB-122050 ¦ MRT-YT01-P2LB-122051 ¦ MRT-YD00-P2LB-122052 | [HRSG(For Block 2)]_HRSG_SPEC. & DRAWING FOR STEAM DRUM ¦ [HRSG(For Block 2)]_HRSG_SPEC. & DRAWING FOR BLOWDOWN PUMP ¦ [HRSG(For Block 2)]_HRSG_SPEC. & DRAWING FOR SAFETY & RELIEF VALVE ¦ [HRSG(For Block 2)]_HRSG_SPEC. & DRAWING FOR STACK DAMPER | Extracted stack damper spec & drawing as its own deliverable from combined source titles; applies across blocks.
433 | HRSG Vendor Document List | HRSG System Description | 3076 | Muara Tawar | MRT-XS00-P2LB-122035 | [HRSG(For Block 2)]_HRSG_SYSTEM DESCRIPTION | Merged multiple HRSG system description rows across blocks/projects; retained as one standardized vendor deliverable at package level.
433 | HRSG Vendor Document List | HRSG System Description | 3077 | Muara Tawar | MRT-XS00-P3LB-122035 | [HRSG(for Block 3, 4)]_HRSG_SYSTEM DESCRIPTION | Merged multiple HRSG system description rows across blocks/projects; retained as one standardized vendor deliverable at package level.
433 | HRSG Vendor Document List | HRSG System Description | 3399 | Fadhili ¦ Grati ¦ Karabatan ¦ Turkistan ¦ Ukudu | T16182-XS00-P0LB-122035 ¦ T16182-XS00-P0LB-122036 ¦ GRT-XS00-P1H-300031 ¦ T14211-7318-02-ME-A07-001 ¦ T14211-7318-02-ME-B16-102 ¦ T14211-7318-02-ME-B16-202 ¦ CCP-W-B114-02-ME-A07-0065 ¦ CCP-W-B114-02-ME-A07-0064 ¦ CCP-W-B114-02-ME-A07-1002 | HRSG - SYSTEM DESCRIPTION ¦ HRSG - SYSTEM DESCRIPTION FOR HRSG DUCT BURNER SYSTEM ¦ [HRSG]_SYSTEM DESCRIPTION ¦ HRSG_HRSG System description ¦ HRSG_System Description for Diverter & Guillotine Damper ¦ HRSG_System Description for Duct Burner System ¦ HRSG_Protection System Description ¦ HRSG_Control and Automation Description ¦ HRSG_Diverter Damper - Functional and Protection Description ¦ HRSG_SYSTEM DESCRIPTION | Merged multiple HRSG system description rows across blocks/projects; retained as one standardized vendor deliverable at package level.
434 | HRSG Vendor Document List | HRSG Stack Strength and Size Calculations | 3036 | R&N | SAU4005-G011-UHB-&MED-04815 ¦ SAU4005-G011-HAA-&MED-04816 ¦ SAU4005-G011-HAA-&MED-04817 ¦ SAU4005-G011-HAA-&MED-04818 ¦ SAU4005-G011-HAA-&MED-04819 ¦ SAU4005-G011-HAA-&MED-04820 ¦ SAU4005-G011-H__-&MDA-04832 ¦ SAU4005-G011-HNY-&MED-04965 ¦ SAU4005-G011-H__-&MDA-05061 ¦ SAU4005-G011-H__-&MED-05063 ¦ SAU4005-G011-HAA-&MED-05074 ¦ SAU4005-G011-UHB-&MED-05104 ¦ SAU4005-G011-UHB-&MTL-05122 ¦ SAU4005-G011-UHB-&MTL-05123 | HRSG(V) - Strength Calculation Report for HRSG Stack ¦ HRSG(V) - ASME Strength Calculation Sheet for Drum (with Deaerator) ¦ HRSG(V) - ASME Strength Calculation Sheet for Blowdown Tank ¦ HRSG(V) - ASME Strength Calculation Sheets for Header ¦ HRSG(V) - ASME Strength Calculation for Link ¦ HRSG(V) - ASME Strength Calculation for Tube ¦ HRSG(V) - Calculation of each Drum Volume ¦ HRSG(V) - Equipment Calculation Sheet for SCR ¦ HRSG(V) - Stack size calculation ¦ HRSG(V) - Blowdown tank size calculation sheet ¦ HRSG(V) - Strength Calculation for Deaerator ¦ HRSG(V) - Strength Calculation for Lifting Device ¦ HRSG(V) - Embedded Material Calculation for HRSG ¦ HRSG(V) - Embedded Material Calculation for Bypass Stack | Consolidated stack-related calculation sheet/report titles (strength + size) under one standardized calculation deliverable.
435 | HRSG Vendor Document List | HRSG Drum ASME Strength Calculation Sheet | 3036 | R&N | SAU4005-G011-UHB-&MED-04815 ¦ SAU4005-G011-HAA-&MED-04816 ¦ SAU4005-G011-HAA-&MED-04817 ¦ SAU4005-G011-HAA-&MED-04818 ¦ SAU4005-G011-HAA-&MED-04819 ¦ SAU4005-G011-HAA-&MED-04820 ¦ SAU4005-G011-H__-&MDA-04832 ¦ SAU4005-G011-HNY-&MED-04965 ¦ SAU4005-G011-H__-&MDA-05061 ¦ SAU4005-G011-H__-&MED-05063 ¦ SAU4005-G011-HAA-&MED-05074 ¦ SAU4005-G011-UHB-&MED-05104 ¦ SAU4005-G011-UHB-&MTL-05122 ¦ SAU4005-G011-UHB-&MTL-05123 | HRSG(V) - Strength Calculation Report for HRSG Stack ¦ HRSG(V) - ASME Strength Calculation Sheet for Drum (with Deaerator) ¦ HRSG(V) - ASME Strength Calculation Sheet for Blowdown Tank ¦ HRSG(V) - ASME Strength Calculation Sheets for Header ¦ HRSG(V) - ASME Strength Calculation for Link ¦ HRSG(V) - ASME Strength Calculation for Tube ¦ HRSG(V) - Calculation of each Drum Volume ¦ HRSG(V) - Equipment Calculation Sheet for SCR ¦ HRSG(V) - Stack size calculation ¦ HRSG(V) - Blowdown tank size calculation sheet ¦ HRSG(V) - Strength Calculation for Deaerator ¦ HRSG(V) - Strength Calculation for Lifting Device ¦ HRSG(V) - Embedded Material Calculation for HRSG ¦ HRSG(V) - Embedded Material Calculation for Bypass Stack | Split distinct major calculation object (drum) from the broader calculation bundle evidenced in source titles.
436 | HRSG Vendor Document List | HRSG Header ASME Strength Calculation Sheets | 3036 | R&N | SAU4005-G011-UHB-&MED-04815 ¦ SAU4005-G011-HAA-&MED-04816 ¦ SAU4005-G011-HAA-&MED-04817 ¦ SAU4005-G011-HAA-&MED-04818 ¦ SAU4005-G011-HAA-&MED-04819 ¦ SAU4005-G011-HAA-&MED-04820 ¦ SAU4005-G011-H__-&MDA-04832 ¦ SAU4005-G011-HNY-&MED-04965 ¦ SAU4005-G011-H__-&MDA-05061 ¦ SAU4005-G011-H__-&MED-05063 ¦ SAU4005-G011-HAA-&MED-05074 ¦ SAU4005-G011-UHB-&MED-05104 ¦ SAU4005-G011-UHB-&MTL-05122 ¦ SAU4005-G011-UHB-&MTL-05123 | HRSG(V) - Strength Calculation Report for HRSG Stack ¦ HRSG(V) - ASME Strength Calculation Sheet for Drum (with Deaerator) ¦ HRSG(V) - ASME Strength Calculation Sheet for Blowdown Tank ¦ HRSG(V) - ASME Strength Calculation Sheets for Header ¦ HRSG(V) - ASME Strength Calculation for Link ¦ HRSG(V) - ASME Strength Calculation for Tube ¦ HRSG(V) - Calculation of each Drum Volume ¦ HRSG(V) - Equipment Calculation Sheet for SCR ¦ HRSG(V) - Stack size calculation ¦ HRSG(V) - Blowdown tank size calculation sheet ¦ HRSG(V) - Strength Calculation for Deaerator ¦ HRSG(V) - Strength Calculation for Lifting Device ¦ HRSG(V) - Embedded Material Calculation for HRSG ¦ HRSG(V) - Embedded Material Calculation for Bypass Stack | Split header ASME strength calculations as a separate deliverable category.
437 | HRSG Vendor Document List | HRSG Tube Strength Calculation | 3036 | R&N | SAU4005-G011-UHB-&MED-04815 ¦ SAU4005-G011-HAA-&MED-04816 ¦ SAU4005-G011-HAA-&MED-04817 ¦ SAU4005-G011-HAA-&MED-04818 ¦ SAU4005-G011-HAA-&MED-04819 ¦ SAU4005-G011-HAA-&MED-04820 ¦ SAU4005-G011-H__-&MDA-04832 ¦ SAU4005-G011-HNY-&MED-04965 ¦ SAU4005-G011-H__-&MDA-05061 ¦ SAU4005-G011-H__-&MED-05063 ¦ SAU4005-G011-HAA-&MED-05074 ¦ SAU4005-G011-UHB-&MED-05104 ¦ SAU4005-G011-UHB-&MTL-05122 ¦ SAU4005-G011-UHB-&MTL-05123 | HRSG(V) - Strength Calculation Report for HRSG Stack ¦ HRSG(V) - ASME Strength Calculation Sheet for Drum (with Deaerator) ¦ HRSG(V) - ASME Strength Calculation Sheet for Blowdown Tank ¦ HRSG(V) - ASME Strength Calculation Sheets for Header ¦ HRSG(V) - ASME Strength Calculation for Link ¦ HRSG(V) - ASME Strength Calculation for Tube ¦ HRSG(V) - Calculation of each Drum Volume ¦ HRSG(V) - Equipment Calculation Sheet for SCR ¦ HRSG(V) - Stack size calculation ¦ HRSG(V) - Blowdown tank size calculation sheet ¦ HRSG(V) - Strength Calculation for Deaerator ¦ HRSG(V) - Strength Calculation for Lifting Device ¦ HRSG(V) - Embedded Material Calculation for HRSG ¦ HRSG(V) - Embedded Material Calculation for Bypass Stack | Split tube strength calculation as separate deliverable category per source title evidence.
438 | HRSG Vendor Document List | HRSG Blowdown Tank Strength and Size Calculations | 3036 | R&N | SAU4005-G011-UHB-&MED-04815 ¦ SAU4005-G011-HAA-&MED-04816 ¦ SAU4005-G011-HAA-&MED-04817 ¦ SAU4005-G011-HAA-&MED-04818 ¦ SAU4005-G011-HAA-&MED-04819 ¦ SAU4005-G011-HAA-&MED-04820 ¦ SAU4005-G011-H__-&MDA-04832 ¦ SAU4005-G011-HNY-&MED-04965 ¦ SAU4005-G011-H__-&MDA-05061 ¦ SAU4005-G011-H__-&MED-05063 ¦ SAU4005-G011-HAA-&MED-05074 ¦ SAU4005-G011-UHB-&MED-05104 ¦ SAU4005-G011-UHB-&MTL-05122 ¦ SAU4005-G011-UHB-&MTL-05123 | HRSG(V) - Strength Calculation Report for HRSG Stack ¦ HRSG(V) - ASME Strength Calculation Sheet for Drum (with Deaerator) ¦ HRSG(V) - ASME Strength Calculation Sheet for Blowdown Tank ¦ HRSG(V) - ASME Strength Calculation Sheets for Header ¦ HRSG(V) - ASME Strength Calculation for Link ¦ HRSG(V) - ASME Strength Calculation for Tube ¦ HRSG(V) - Calculation of each Drum Volume ¦ HRSG(V) - Equipment Calculation Sheet for SCR ¦ HRSG(V) - Stack size calculation ¦ HRSG(V) - Blowdown tank size calculation sheet ¦ HRSG(V) - Strength Calculation for Deaerator ¦ HRSG(V) - Strength Calculation for Lifting Device ¦ HRSG(V) - Embedded Material Calculation for HRSG ¦ HRSG(V) - Embedded Material Calculation for Bypass Stack | Consolidated blowdown tank strength and sizing calculation sheet items under one standardized deliverable.
439 | HRSG Vendor Document List | HRSG Deaerator Strength Calculation | 3036 | R&N | SAU4005-G011-UHB-&MED-04815 ¦ SAU4005-G011-HAA-&MED-04816 ¦ SAU4005-G011-HAA-&MED-04817 ¦ SAU4005-G011-HAA-&MED-04818 ¦ SAU4005-G011-HAA-&MED-04819 ¦ SAU4005-G011-HAA-&MED-04820 ¦ SAU4005-G011-H__-&MDA-04832 ¦ SAU4005-G011-HNY-&MED-04965 ¦ SAU4005-G011-H__-&MDA-05061 ¦ SAU4005-G011-H__-&MED-05063 ¦ SAU4005-G011-HAA-&MED-05074 ¦ SAU4005-G011-UHB-&MED-05104 ¦ SAU4005-G011-UHB-&MTL-05122 ¦ SAU4005-G011-UHB-&MTL-05123 | HRSG(V) - Strength Calculation Report for HRSG Stack ¦ HRSG(V) - ASME Strength Calculation Sheet for Drum (with Deaerator) ¦ HRSG(V) - ASME Strength Calculation Sheet for Blowdown Tank ¦ HRSG(V) - ASME Strength Calculation Sheets for Header ¦ HRSG(V) - ASME Strength Calculation for Link ¦ HRSG(V) - ASME Strength Calculation for Tube ¦ HRSG(V) - Calculation of each Drum Volume ¦ HRSG(V) - Equipment Calculation Sheet for SCR ¦ HRSG(V) - Stack size calculation ¦ HRSG(V) - Blowdown tank size calculation sheet ¦ HRSG(V) - Strength Calculation for Deaerator ¦ HRSG(V) - Strength Calculation for Lifting Device ¦ HRSG(V) - Embedded Material Calculation for HRSG ¦ HRSG(V) - Embedded Material Calculation for Bypass Stack | Separated deaerator strength calculation from other calculation bundle items based on explicit source title.
440 | HRSG Vendor Document List | HRSG Lifting Device Strength Calculation | 3036 | R&N | SAU4005-G011-UHB-&MED-04815 ¦ SAU4005-G011-HAA-&MED-04816 ¦ SAU4005-G011-HAA-&MED-04817 ¦ SAU4005-G011-HAA-&MED-04818 ¦ SAU4005-G011-HAA-&MED-04819 ¦ SAU4005-G011-HAA-&MED-04820 ¦ SAU4005-G011-H__-&MDA-04832 ¦ SAU4005-G011-HNY-&MED-04965 ¦ SAU4005-G011-H__-&MDA-05061 ¦ SAU4005-G011-H__-&MED-05063 ¦ SAU4005-G011-HAA-&MED-05074 ¦ SAU4005-G011-UHB-&MED-05104 ¦ SAU4005-G011-UHB-&MTL-05122 ¦ SAU4005-G011-UHB-&MTL-05123 | HRSG(V) - Strength Calculation Report for HRSG Stack ¦ HRSG(V) - ASME Strength Calculation Sheet for Drum (with Deaerator) ¦ HRSG(V) - ASME Strength Calculation Sheet for Blowdown Tank ¦ HRSG(V) - ASME Strength Calculation Sheets for Header ¦ HRSG(V) - ASME Strength Calculation for Link ¦ HRSG(V) - ASME Strength Calculation for Tube ¦ HRSG(V) - Calculation of each Drum Volume ¦ HRSG(V) - Equipment Calculation Sheet for SCR ¦ HRSG(V) - Stack size calculation ¦ HRSG(V) - Blowdown tank size calculation sheet ¦ HRSG(V) - Strength Calculation for Deaerator ¦ HRSG(V) - Strength Calculation for Lifting Device ¦ HRSG(V) - Embedded Material Calculation for HRSG ¦ HRSG(V) - Embedded Material Calculation for Bypass Stack | Separated lifting device strength calculation as its own deliverable per source title evidence.
441 | HRSG Vendor Document List | HRSG SCR Equipment Calculation Sheet | 3036 | R&N | SAU4005-G011-UHB-&MED-04815 ¦ SAU4005-G011-HAA-&MED-04816 ¦ SAU4005-G011-HAA-&MED-04817 ¦ SAU4005-G011-HAA-&MED-04818 ¦ SAU4005-G011-HAA-&MED-04819 ¦ SAU4005-G011-HAA-&MED-04820 ¦ SAU4005-G011-H__-&MDA-04832 ¦ SAU4005-G011-HNY-&MED-04965 ¦ SAU4005-G011-H__-&MDA-05061 ¦ SAU4005-G011-H__-&MED-05063 ¦ SAU4005-G011-HAA-&MED-05074 ¦ SAU4005-G011-UHB-&MED-05104 ¦ SAU4005-G011-UHB-&MTL-05122 ¦ SAU4005-G011-UHB-&MTL-05123 | HRSG(V) - Strength Calculation Report for HRSG Stack ¦ HRSG(V) - ASME Strength Calculation Sheet for Drum (with Deaerator) ¦ HRSG(V) - ASME Strength Calculation Sheet for Blowdown Tank ¦ HRSG(V) - ASME Strength Calculation Sheets for Header ¦ HRSG(V) - ASME Strength Calculation for Link ¦ HRSG(V) - ASME Strength Calculation for Tube ¦ HRSG(V) - Calculation of each Drum Volume ¦ HRSG(V) - Equipment Calculation Sheet for SCR ¦ HRSG(V) - Stack size calculation ¦ HRSG(V) - Blowdown tank size calculation sheet ¦ HRSG(V) - Strength Calculation for Deaerator ¦ HRSG(V) - Strength Calculation for Lifting Device ¦ HRSG(V) - Embedded Material Calculation for HRSG ¦ HRSG(V) - Embedded Material Calculation for Bypass Stack | Separated SCR equipment calculation from structural/pressure-part calculations per source title evidence.
442 | HRSG Vendor Document List | HRSG Embedded Material Calculation | 3036 | R&N | SAU4005-G011-UHB-&MED-04815 ¦ SAU4005-G011-HAA-&MED-04816 ¦ SAU4005-G011-HAA-&MED-04817 ¦ SAU4005-G011-HAA-&MED-04818 ¦ SAU4005-G011-HAA-&MED-04819 ¦ SAU4005-G011-HAA-&MED-04820 ¦ SAU4005-G011-H__-&MDA-04832 ¦ SAU4005-G011-HNY-&MED-04965 ¦ SAU4005-G011-H__-&MDA-05061 ¦ SAU4005-G011-H__-&MED-05063 ¦ SAU4005-G011-HAA-&MED-05074 ¦ SAU4005-G011-UHB-&MED-05104 ¦ SAU4005-G011-UHB-&MTL-05122 ¦ SAU4005-G011-UHB-&MTL-05123 | HRSG(V) - Strength Calculation Report for HRSG Stack ¦ HRSG(V) - ASME Strength Calculation Sheet for Drum (with Deaerator) ¦ HRSG(V) - ASME Strength Calculation Sheet for Blowdown Tank ¦ HRSG(V) - ASME Strength Calculation Sheets for Header ¦ HRSG(V) - ASME Strength Calculation for Link ¦ HRSG(V) - ASME Strength Calculation for Tube ¦ HRSG(V) - Calculation of each Drum Volume ¦ HRSG(V) - Equipment Calculation Sheet for SCR ¦ HRSG(V) - Stack size calculation ¦ HRSG(V) - Blowdown tank size calculation sheet ¦ HRSG(V) - Strength Calculation for Deaerator ¦ HRSG(V) - Strength Calculation for Lifting Device ¦ HRSG(V) - Embedded Material Calculation for HRSG ¦ HRSG(V) - Embedded Material Calculation for Bypass Stack | Kept embedded material calculation as distinct vendor calculation deliverable; bypass stack embedded material is not split due to being outside HRSG package boundary ambiguity.
443 | HRSG Vendor Document List | HRSG Start-up Curve | 3038 | R&N | SAU4005-G011-H__-&MDA-04804 ¦ SAU4005-G011-H__-&MDA-04805 | HRSG(V) - Degradation Curve ¦ HRSG(V) - Start-up Curve | Split start-up curve from degradation curve; both are distinct performance curve deliverables.
444 | HRSG Vendor Document List | HRSG Degradation Curve | 3038 | R&N | SAU4005-G011-H__-&MDA-04804 ¦ SAU4005-G011-H__-&MDA-04805 | HRSG(V) - Degradation Curve ¦ HRSG(V) - Start-up Curve | Split degradation curve from start-up curve; both are distinct performance curve deliverables.
445 | HRSG Vendor Document List | HRSG Line List | 3121 | Grati |  | [HRSG]_LINE LIST ¦ [HRSG]_VALVE LIST | Split combined line list/valve list evidence into separate standardized list deliverables.
446 | HRSG Vendor Document List | HRSG Valve List | 3121 | Grati |  | [HRSG]_LINE LIST ¦ [HRSG]_VALVE LIST | Merged valve list evidence across projects/blocks into one standardized HRSG valve list.
446 | HRSG Vendor Document List | HRSG Valve List | 4623 | Muara Tawar | MRT-XN00-P3LB-122032 | [HRSG(For Block 3, 4)]_HRSG_VALVE LIST | Merged valve list evidence across projects/blocks into one standardized HRSG valve list.
447 | HRSG Vendor Document List | HRSG Wiring & Schematic Diagram | 3137 | Muara Tawar | MRT-YQ01-P2LB-122085 | [HRSG(For Block 2)]_HRSG_WIRING & SCHEMATIC DIAGRAM | Standardized to explicit wiring/schematic diagram deliverable; no merge candidates.
448 | HRSG Vendor Document List | Tank Drawing for Water Box Vacuum Pump | 3134 | Grati ¦ Ukudu | GRT-XK00-P0MAJ-460213 | Tank Drawing For Water Box Vacuum Pump ¦ OUNLINE DRAWING FOR CCW EXPANSION HEAD TANK ¦ OUNLINE DRAWING FOR CCW CHEMICAL ADDITIVE TANK ¦ AMMONIA STORAGE TANK DATA SHEET & DRAWING FOR HRSG SCR ¦ AMMONIA DILUTION TANK DATA SHEET & DRAWING FOR HRSG SCR | Separated tank drawing item from mixed tank titles; retained only clearly evidenced tank drawing for WBVP.
449 | HRSG Vendor Document List | Outline Drawing for CCW Expansion Head Tank | 3134 | Grati ¦ Ukudu | GRT-XK00-P0MAJ-460213 | Tank Drawing For Water Box Vacuum Pump ¦ OUNLINE DRAWING FOR CCW EXPANSION HEAD TANK ¦ OUNLINE DRAWING FOR CCW CHEMICAL ADDITIVE TANK ¦ AMMONIA STORAGE TANK DATA SHEET & DRAWING FOR HRSG SCR ¦ AMMONIA DILUTION TANK DATA SHEET & DRAWING FOR HRSG SCR | Standardized outline drawing title from source; kept separate from other tanks.
450 | HRSG Vendor Document List | Outline Drawing for CCW Chemical Additive Tank | 3134 | Grati ¦ Ukudu | GRT-XK00-P0MAJ-460213 | Tank Drawing For Water Box Vacuum Pump ¦ OUNLINE DRAWING FOR CCW EXPANSION HEAD TANK ¦ OUNLINE DRAWING FOR CCW CHEMICAL ADDITIVE TANK ¦ AMMONIA STORAGE TANK DATA SHEET & DRAWING FOR HRSG SCR ¦ AMMONIA DILUTION TANK DATA SHEET & DRAWING FOR HRSG SCR | Standardized outline drawing title from source; kept separate from other tanks.
451 | HRSG Vendor Document List | HRSG SCR Ammonia Storage Tank Data Sheet | 3134 | Grati ¦ Ukudu | GRT-XK00-P0MAJ-460213 | Tank Drawing For Water Box Vacuum Pump ¦ OUNLINE DRAWING FOR CCW EXPANSION HEAD TANK ¦ OUNLINE DRAWING FOR CCW CHEMICAL ADDITIVE TANK ¦ AMMONIA STORAGE TANK DATA SHEET & DRAWING FOR HRSG SCR ¦ AMMONIA DILUTION TANK DATA SHEET & DRAWING FOR HRSG SCR | Split combined 'DATA SHEET & DRAWING' into separate datasheet and drawing rows; this row captures datasheet portion.
452 | HRSG Vendor Document List | HRSG SCR Ammonia Storage Tank Drawing | 3134 | Grati ¦ Ukudu | GRT-XK00-P0MAJ-460213 | Tank Drawing For Water Box Vacuum Pump ¦ OUNLINE DRAWING FOR CCW EXPANSION HEAD TANK ¦ OUNLINE DRAWING FOR CCW CHEMICAL ADDITIVE TANK ¦ AMMONIA STORAGE TANK DATA SHEET & DRAWING FOR HRSG SCR ¦ AMMONIA DILUTION TANK DATA SHEET & DRAWING FOR HRSG SCR | Split combined 'DATA SHEET & DRAWING' into separate datasheet and drawing rows; this row captures drawing portion.
453 | HRSG Vendor Document List | HRSG SCR Ammonia Dilution Tank Data Sheet | 3134 | Grati ¦ Ukudu | GRT-XK00-P0MAJ-460213 | Tank Drawing For Water Box Vacuum Pump ¦ OUNLINE DRAWING FOR CCW EXPANSION HEAD TANK ¦ OUNLINE DRAWING FOR CCW CHEMICAL ADDITIVE TANK ¦ AMMONIA STORAGE TANK DATA SHEET & DRAWING FOR HRSG SCR ¦ AMMONIA DILUTION TANK DATA SHEET & DRAWING FOR HRSG SCR | Split combined 'DATA SHEET & DRAWING' into separate datasheet and drawing rows; this row captures datasheet portion.
454 | HRSG Vendor Document List | HRSG SCR Ammonia Dilution Tank Drawing | 3134 | Grati ¦ Ukudu | GRT-XK00-P0MAJ-460213 | Tank Drawing For Water Box Vacuum Pump ¦ OUNLINE DRAWING FOR CCW EXPANSION HEAD TANK ¦ OUNLINE DRAWING FOR CCW CHEMICAL ADDITIVE TANK ¦ AMMONIA STORAGE TANK DATA SHEET & DRAWING FOR HRSG SCR ¦ AMMONIA DILUTION TANK DATA SHEET & DRAWING FOR HRSG SCR | Split combined 'DATA SHEET & DRAWING' into separate datasheet and drawing rows; this row captures drawing portion.
455 | HRSG Vendor Document List | HRSG Water Quality Standard | 3135 | R&N | SAU4005-G011-QLA-&MDA-05054 | HRSG(V) - Water Quality Standard | Directly standardized from explicit source title.
456 | HRSG Vendor Document List | Fire Alarm System Single Line Diagram for Chemical Dosing Shelter (STG & HRSG) | 3141 | Fadhili | T16182-YU02-P0CYE-139742 | SINGLE LINE DIAGRAM OF FIRE ALARM SYSTEM FOR CHEMICAL DOSING SHELTER FOR STG & HRSG | Kept combined STG & HRSG scope as evidenced; still vendor-supplied document in batch.
457 | HRSG Vendor Document List | HRSG Blowdown System Summary | 3194 | R&N | SAU4005-G011-H__-&MDB-04813 ¦ SAU4005-G011-HNY-&MDA-05093 | HRSG(V) - HRSG Blowdown System Summary ¦ HRSG(V) - SCR Performance Summary | Split blowdown system summary from SCR performance summary as different subjects within same source standard row.
458 | HRSG Vendor Document List | HRSG SCR Performance Summary | 3194 | R&N | SAU4005-G011-H__-&MDB-04813 ¦ SAU4005-G011-HNY-&MDA-05093 | HRSG(V) - HRSG Blowdown System Summary ¦ HRSG(V) - SCR Performance Summary | Split SCR performance summary from blowdown system summary as different subjects within same source standard row.
459 | HRSG Vendor Document List | HRSG Performance and Operational Data | 3330 | Grati |  | [HRSG]_PERFORMANCE AND OPERATIONAL DATA | Merged duplicate performance/operational data rows across projects/blocks and inconsistent document_type casing into one standardized deliverable.
459 | HRSG Vendor Document List | HRSG Performance and Operational Data | 3342 | Grati | GRT-YT01-P1H-300058 | [HRSG]_PERFORMANCE AND OPERATIONAL DATA | Merged duplicate performance/operational data rows across projects/blocks and inconsistent document_type casing into one standardized deliverable.
459 | HRSG Vendor Document List | HRSG Performance and Operational Data | 3343 | Fadhili ¦ Karabatan ¦ Turkistan | T16182-YQ03-P0LB-122088 ¦ T14211-7318-02-ME-C47-001 ¦ CCP-W-B114-02-ME-A07-0001 | HRSG - PERFORMANCE AND OPERATIONAL DATA ¦ HRSG_Performance and Operational Data | Merged duplicate performance/operational data rows across projects/blocks and inconsistent document_type casing into one standardized deliverable.
459 | HRSG Vendor Document List | HRSG Performance and Operational Data | 3344 | Muara Tawar | MRT-YQ03-P2LB-122088 | [HRSG(For Block 2)]_HRSG_PERFORMANCE AND OPERATIONAL DATA | Merged duplicate performance/operational data rows across projects/blocks and inconsistent document_type casing into one standardized deliverable.
459 | HRSG Vendor Document List | HRSG Performance and Operational Data | 3345 | Muara Tawar | MRT-YQ03-P3LB-122088 | [HRSG(For Block 3, 4)]_HRSG_PERFORMANCE AND OPERATIONAL DATA | Merged duplicate performance/operational data rows across projects/blocks and inconsistent document_type casing into one standardized deliverable.
460 | HRSG Vendor Document List | HRSG P & ID (Package Set) | 4570 | Fadhili ¦ Grati ¦ Karabatan ¦ Turkistan ¦ Ukudu | T14211-7318-02-ME-B06-001 ¦ T14211-7318-02-ME-B06-002 ¦ T14211-7318-02-ME-B06-003 ¦ T14211-7318-02-ME-B06-004 ¦ T14211-7318-02-ME-B06-005 ¦ T14211-7318-02-ME-B06-006 ¦ T16182-XG02-P0LB-122022 ¦ T16182-XG02-P0LB-122023 ¦ T16182-XG02-P0SGC-138101 ¦ GRT-XG02-P1H-300020 ¦ T14211-7318-02-ME-B16-101 ¦ T14211-7318-02-ME-B16-201 ¦ CCP-W-B114-02-ME-B06-0011 ¦ CCP-W-B114-02-ME-B06-0001 ¦ CCP-W-B114-02-ME-B06-0003 ¦ CCP-W-B114-02-ME-B06-0004 ¦ CCP-W-B114-02-ME-B06-0005 ¦ CCP-W-B114-02-ME-B06-0006 ¦ CCP-W-B114-02-ME-B06-0007 ¦ CCP-W-B114-02-ME-B06-0008 ¦ CCP-W-B114-02-ME-B06-0009 ¦ CCP-W-B114-02-ME-B06-0010 ¦ CCP-W-B114-02-ME-B06-1001 | [HRSG]_P&I DIAGRAM ¦ HRSG_P&I Diagram of HRSG - Exhaust Gas System ¦ HRSG_P&I Diagram of HRSG - High Pressure Evaporator Superheater System ¦ HRSG_P&I Diagram of HRSG - High Pressure Economizer System ¦ HRSG_P&I Diagram of HRSG - Utility ¦ HRSG_P&I Diagram of HRSG - Blowdown System ¦ HRSG_P&I Diagram of HRSG - Condensate Preheater System ¦ HRSG_P&I DIAGRAM ¦ P&I DIAGRAM FOR HRSG SCR ¦ HRSG - P&I DIAGRAM ¦ HRSG - P&I DIAGRAM FOR HRSG DUCT BURNER SYSTEM ¦ P&ID OF WATER SPRAY SYSTEM FOR BURNER FOR HRSG ¦ [DCR] Change HRSG P&ID(GRT-XG02-P1H-300020) ¦ HRSG_P&ID for Diverter & Guillotine Damper ¦ HRSG_P&I Diagram for Duct Burner System ¦ HRSG_P&ID - Blowdown System ¦ HRSG_P&ID - Symbology ¦ HRSG_P&ID - Exhaust Gas System ¦ HRSG_P&ID - HP SH System ¦ HRSG_P&ID - HP EVA System ¦ HRSG_P&ID - HP ECO System ¦ HRSG_P&ID - LP SH System ¦ HRSG_P&ID - LP EVA System ¦ HRSG_P&ID - Feedwater HTR System ¦ HRSG_P&ID - Utility System ¦ HRSG_Diverter Damper - P&ID | Consolidated overlapping HRSG package P&ID sets (including symbology/utility) evidenced across projects; kept as one package-level P&ID deliverable.
460 | HRSG Vendor Document List | HRSG P & ID (Package Set) | 4575 | R&N | SAU4005-G011-HAB-&MFB-04812 ¦ SAU4005-G011-H__-&MFB-04845 ¦ SAU4005-G011-HNY-&MFB-04983 ¦ SAU4005-G011-HHA-&MFB-05006 ¦ SAU4005-G011-HNE-&EFB-05107 | HRSG(V) - P&I Diagram ¦ HRSG(V) - P&ID for Diverter & Guillotine Damper ¦ HRSG(V) - P&ID for SCR ¦ HRSG(V) - P&ID for Duct Burner ¦ HRSG(V) - CEMS P&ID | Consolidated overlapping HRSG package P&ID sets (including symbology/utility) evidenced across projects; kept as one package-level P&ID deliverable.
461 | HRSG Vendor Document List | HRSG Exhaust Gas System P & ID | 4570 | Fadhili ¦ Grati ¦ Karabatan ¦ Turkistan ¦ Ukudu | T14211-7318-02-ME-B06-001 ¦ T14211-7318-02-ME-B06-002 ¦ T14211-7318-02-ME-B06-003 ¦ T14211-7318-02-ME-B06-004 ¦ T14211-7318-02-ME-B06-005 ¦ T14211-7318-02-ME-B06-006 ¦ T16182-XG02-P0LB-122022 ¦ T16182-XG02-P0LB-122023 ¦ T16182-XG02-P0SGC-138101 ¦ GRT-XG02-P1H-300020 ¦ T14211-7318-02-ME-B16-101 ¦ T14211-7318-02-ME-B16-201 ¦ CCP-W-B114-02-ME-B06-0011 ¦ CCP-W-B114-02-ME-B06-0001 ¦ CCP-W-B114-02-ME-B06-0003 ¦ CCP-W-B114-02-ME-B06-0004 ¦ CCP-W-B114-02-ME-B06-0005 ¦ CCP-W-B114-02-ME-B06-0006 ¦ CCP-W-B114-02-ME-B06-0007 ¦ CCP-W-B114-02-ME-B06-0008 ¦ CCP-W-B114-02-ME-B06-0009 ¦ CCP-W-B114-02-ME-B06-0010 ¦ CCP-W-B114-02-ME-B06-1001 | [HRSG]_P&I DIAGRAM ¦ HRSG_P&I Diagram of HRSG - Exhaust Gas System ¦ HRSG_P&I Diagram of HRSG - High Pressure Evaporator Superheater System ¦ HRSG_P&I Diagram of HRSG - High Pressure Economizer System ¦ HRSG_P&I Diagram of HRSG - Utility ¦ HRSG_P&I Diagram of HRSG - Blowdown System ¦ HRSG_P&I Diagram of HRSG - Condensate Preheater System ¦ HRSG_P&I DIAGRAM ¦ P&I DIAGRAM FOR HRSG SCR ¦ HRSG - P&I DIAGRAM ¦ HRSG - P&I DIAGRAM FOR HRSG DUCT BURNER SYSTEM ¦ P&ID OF WATER SPRAY SYSTEM FOR BURNER FOR HRSG ¦ [DCR] Change HRSG P&ID(GRT-XG02-P1H-300020) ¦ HRSG_P&ID for Diverter & Guillotine Damper ¦ HRSG_P&I Diagram for Duct Burner System ¦ HRSG_P&ID - Blowdown System ¦ HRSG_P&ID - Symbology ¦ HRSG_P&ID - Exhaust Gas System ¦ HRSG_P&ID - HP SH System ¦ HRSG_P&ID - HP EVA System ¦ HRSG_P&ID - HP ECO System ¦ HRSG_P&ID - LP SH System ¦ HRSG_P&ID - LP EVA System ¦ HRSG_P&ID - Feedwater HTR System ¦ HRSG_P&ID - Utility System ¦ HRSG_Diverter Damper - P&ID | Split a clearly identified P&ID subset for exhaust gas system from the broader P&ID set per source titles.
462 | HRSG Vendor Document List | HRSG HP Economizer System P & ID | 4570 | Fadhili ¦ Grati ¦ Karabatan ¦ Turkistan ¦ Ukudu | T14211-7318-02-ME-B06-001 ¦ T14211-7318-02-ME-B06-002 ¦ T14211-7318-02-ME-B06-003 ¦ T14211-7318-02-ME-B06-004 ¦ T14211-7318-02-ME-B06-005 ¦ T14211-7318-02-ME-B06-006 ¦ T16182-XG02-P0LB-122022 ¦ T16182-XG02-P0LB-122023 ¦ T16182-XG02-P0SGC-138101 ¦ GRT-XG02-P1H-300020 ¦ T14211-7318-02-ME-B16-101 ¦ T14211-7318-02-ME-B16-201 ¦ CCP-W-B114-02-ME-B06-0011 ¦ CCP-W-B114-02-ME-B06-0001 ¦ CCP-W-B114-02-ME-B06-0003 ¦ CCP-W-B114-02-ME-B06-0004 ¦ CCP-W-B114-02-ME-B06-0005 ¦ CCP-W-B114-02-ME-B06-0006 ¦ CCP-W-B114-02-ME-B06-0007 ¦ CCP-W-B114-02-ME-B06-0008 ¦ CCP-W-B114-02-ME-B06-0009 ¦ CCP-W-B114-02-ME-B06-0010 ¦ CCP-W-B114-02-ME-B06-1001 | [HRSG]_P&I DIAGRAM ¦ HRSG_P&I Diagram of HRSG - Exhaust Gas System ¦ HRSG_P&I Diagram of HRSG - High Pressure Evaporator Superheater System ¦ HRSG_P&I Diagram of HRSG - High Pressure Economizer System ¦ HRSG_P&I Diagram of HRSG - Utility ¦ HRSG_P&I Diagram of HRSG - Blowdown System ¦ HRSG_P&I Diagram of HRSG - Condensate Preheater System ¦ HRSG_P&I DIAGRAM ¦ P&I DIAGRAM FOR HRSG SCR ¦ HRSG - P&I DIAGRAM ¦ HRSG - P&I DIAGRAM FOR HRSG DUCT BURNER SYSTEM ¦ P&ID OF WATER SPRAY SYSTEM FOR BURNER FOR HRSG ¦ [DCR] Change HRSG P&ID(GRT-XG02-P1H-300020) ¦ HRSG_P&ID for Diverter & Guillotine Damper ¦ HRSG_P&I Diagram for Duct Burner System ¦ HRSG_P&ID - Blowdown System ¦ HRSG_P&ID - Symbology ¦ HRSG_P&ID - Exhaust Gas System ¦ HRSG_P&ID - HP SH System ¦ HRSG_P&ID - HP EVA System ¦ HRSG_P&ID - HP ECO System ¦ HRSG_P&ID - LP SH System ¦ HRSG_P&ID - LP EVA System ¦ HRSG_P&ID - Feedwater HTR System ¦ HRSG_P&ID - Utility System ¦ HRSG_Diverter Damper - P&ID | Split HP ECO P&ID as its own deliverable subset based on explicit source titles.
463 | HRSG Vendor Document List | HRSG HP Evaporator / Superheater System P & ID | 4570 | Fadhili ¦ Grati ¦ Karabatan ¦ Turkistan ¦ Ukudu | T14211-7318-02-ME-B06-001 ¦ T14211-7318-02-ME-B06-002 ¦ T14211-7318-02-ME-B06-003 ¦ T14211-7318-02-ME-B06-004 ¦ T14211-7318-02-ME-B06-005 ¦ T14211-7318-02-ME-B06-006 ¦ T16182-XG02-P0LB-122022 ¦ T16182-XG02-P0LB-122023 ¦ T16182-XG02-P0SGC-138101 ¦ GRT-XG02-P1H-300020 ¦ T14211-7318-02-ME-B16-101 ¦ T14211-7318-02-ME-B16-201 ¦ CCP-W-B114-02-ME-B06-0011 ¦ CCP-W-B114-02-ME-B06-0001 ¦ CCP-W-B114-02-ME-B06-0003 ¦ CCP-W-B114-02-ME-B06-0004 ¦ CCP-W-B114-02-ME-B06-0005 ¦ CCP-W-B114-02-ME-B06-0006 ¦ CCP-W-B114-02-ME-B06-0007 ¦ CCP-W-B114-02-ME-B06-0008 ¦ CCP-W-B114-02-ME-B06-0009 ¦ CCP-W-B114-02-ME-B06-0010 ¦ CCP-W-B114-02-ME-B06-1001 | [HRSG]_P&I DIAGRAM ¦ HRSG_P&I Diagram of HRSG - Exhaust Gas System ¦ HRSG_P&I Diagram of HRSG - High Pressure Evaporator Superheater System ¦ HRSG_P&I Diagram of HRSG - High Pressure Economizer System ¦ HRSG_P&I Diagram of HRSG - Utility ¦ HRSG_P&I Diagram of HRSG - Blowdown System ¦ HRSG_P&I Diagram of HRSG - Condensate Preheater System ¦ HRSG_P&I DIAGRAM ¦ P&I DIAGRAM FOR HRSG SCR ¦ HRSG - P&I DIAGRAM ¦ HRSG - P&I DIAGRAM FOR HRSG DUCT BURNER SYSTEM ¦ P&ID OF WATER SPRAY SYSTEM FOR BURNER FOR HRSG ¦ [DCR] Change HRSG P&ID(GRT-XG02-P1H-300020) ¦ HRSG_P&ID for Diverter & Guillotine Damper ¦ HRSG_P&I Diagram for Duct Burner System ¦ HRSG_P&ID - Blowdown System ¦ HRSG_P&ID - Symbology ¦ HRSG_P&ID - Exhaust Gas System ¦ HRSG_P&ID - HP SH System ¦ HRSG_P&ID - HP EVA System ¦ HRSG_P&ID - HP ECO System ¦ HRSG_P&ID - LP SH System ¦ HRSG_P&ID - LP EVA System ¦ HRSG_P&ID - Feedwater HTR System ¦ HRSG_P&ID - Utility System ¦ HRSG_Diverter Damper - P&ID | Grouped HP evaporator and superheater system P&ID subset as evidenced in source titles.
464 | HRSG Vendor Document List | HRSG LP Evaporator / Superheater System P & ID | 4570 | Fadhili ¦ Grati ¦ Karabatan ¦ Turkistan ¦ Ukudu | T14211-7318-02-ME-B06-001 ¦ T14211-7318-02-ME-B06-002 ¦ T14211-7318-02-ME-B06-003 ¦ T14211-7318-02-ME-B06-004 ¦ T14211-7318-02-ME-B06-005 ¦ T14211-7318-02-ME-B06-006 ¦ T16182-XG02-P0LB-122022 ¦ T16182-XG02-P0LB-122023 ¦ T16182-XG02-P0SGC-138101 ¦ GRT-XG02-P1H-300020 ¦ T14211-7318-02-ME-B16-101 ¦ T14211-7318-02-ME-B16-201 ¦ CCP-W-B114-02-ME-B06-0011 ¦ CCP-W-B114-02-ME-B06-0001 ¦ CCP-W-B114-02-ME-B06-0003 ¦ CCP-W-B114-02-ME-B06-0004 ¦ CCP-W-B114-02-ME-B06-0005 ¦ CCP-W-B114-02-ME-B06-0006 ¦ CCP-W-B114-02-ME-B06-0007 ¦ CCP-W-B114-02-ME-B06-0008 ¦ CCP-W-B114-02-ME-B06-0009 ¦ CCP-W-B114-02-ME-B06-0010 ¦ CCP-W-B114-02-ME-B06-1001 | [HRSG]_P&I DIAGRAM ¦ HRSG_P&I Diagram of HRSG - Exhaust Gas System ¦ HRSG_P&I Diagram of HRSG - High Pressure Evaporator Superheater System ¦ HRSG_P&I Diagram of HRSG - High Pressure Economizer System ¦ HRSG_P&I Diagram of HRSG - Utility ¦ HRSG_P&I Diagram of HRSG - Blowdown System ¦ HRSG_P&I Diagram of HRSG - Condensate Preheater System ¦ HRSG_P&I DIAGRAM ¦ P&I DIAGRAM FOR HRSG SCR ¦ HRSG - P&I DIAGRAM ¦ HRSG - P&I DIAGRAM FOR HRSG DUCT BURNER SYSTEM ¦ P&ID OF WATER SPRAY SYSTEM FOR BURNER FOR HRSG ¦ [DCR] Change HRSG P&ID(GRT-XG02-P1H-300020) ¦ HRSG_P&ID for Diverter & Guillotine Damper ¦ HRSG_P&I Diagram for Duct Burner System ¦ HRSG_P&ID - Blowdown System ¦ HRSG_P&ID - Symbology ¦ HRSG_P&ID - Exhaust Gas System ¦ HRSG_P&ID - HP SH System ¦ HRSG_P&ID - HP EVA System ¦ HRSG_P&ID - HP ECO System ¦ HRSG_P&ID - LP SH System ¦ HRSG_P&ID - LP EVA System ¦ HRSG_P&ID - Feedwater HTR System ¦ HRSG_P&ID - Utility System ¦ HRSG_Diverter Damper - P&ID | Grouped LP evaporator and superheater system P&ID subset as evidenced in source titles.
465 | HRSG Vendor Document List | HRSG Feedwater Heater System P & ID | 4570 | Fadhili ¦ Grati ¦ Karabatan ¦ Turkistan ¦ Ukudu | T14211-7318-02-ME-B06-001 ¦ T14211-7318-02-ME-B06-002 ¦ T14211-7318-02-ME-B06-003 ¦ T14211-7318-02-ME-B06-004 ¦ T14211-7318-02-ME-B06-005 ¦ T14211-7318-02-ME-B06-006 ¦ T16182-XG02-P0LB-122022 ¦ T16182-XG02-P0LB-122023 ¦ T16182-XG02-P0SGC-138101 ¦ GRT-XG02-P1H-300020 ¦ T14211-7318-02-ME-B16-101 ¦ T14211-7318-02-ME-B16-201 ¦ CCP-W-B114-02-ME-B06-0011 ¦ CCP-W-B114-02-ME-B06-0001 ¦ CCP-W-B114-02-ME-B06-0003 ¦ CCP-W-B114-02-ME-B06-0004 ¦ CCP-W-B114-02-ME-B06-0005 ¦ CCP-W-B114-02-ME-B06-0006 ¦ CCP-W-B114-02-ME-B06-0007 ¦ CCP-W-B114-02-ME-B06-0008 ¦ CCP-W-B114-02-ME-B06-0009 ¦ CCP-W-B114-02-ME-B06-0010 ¦ CCP-W-B114-02-ME-B06-1001 | [HRSG]_P&I DIAGRAM ¦ HRSG_P&I Diagram of HRSG - Exhaust Gas System ¦ HRSG_P&I Diagram of HRSG - High Pressure Evaporator Superheater System ¦ HRSG_P&I Diagram of HRSG - High Pressure Economizer System ¦ HRSG_P&I Diagram of HRSG - Utility ¦ HRSG_P&I Diagram of HRSG - Blowdown System ¦ HRSG_P&I Diagram of HRSG - Condensate Preheater System ¦ HRSG_P&I DIAGRAM ¦ P&I DIAGRAM FOR HRSG SCR ¦ HRSG - P&I DIAGRAM ¦ HRSG - P&I DIAGRAM FOR HRSG DUCT BURNER SYSTEM ¦ P&ID OF WATER SPRAY SYSTEM FOR BURNER FOR HRSG ¦ [DCR] Change HRSG P&ID(GRT-XG02-P1H-300020) ¦ HRSG_P&ID for Diverter & Guillotine Damper ¦ HRSG_P&I Diagram for Duct Burner System ¦ HRSG_P&ID - Blowdown System ¦ HRSG_P&ID - Symbology ¦ HRSG_P&ID - Exhaust Gas System ¦ HRSG_P&ID - HP SH System ¦ HRSG_P&ID - HP EVA System ¦ HRSG_P&ID - HP ECO System ¦ HRSG_P&ID - LP SH System ¦ HRSG_P&ID - LP EVA System ¦ HRSG_P&ID - Feedwater HTR System ¦ HRSG_P&ID - Utility System ¦ HRSG_Diverter Damper - P&ID | Split feedwater heater system P&ID subset based on explicit source title evidence.
466 | HRSG Vendor Document List | HRSG Condensate Preheater System P & ID | 4570 | Fadhili ¦ Grati ¦ Karabatan ¦ Turkistan ¦ Ukudu | T14211-7318-02-ME-B06-001 ¦ T14211-7318-02-ME-B06-002 ¦ T14211-7318-02-ME-B06-003 ¦ T14211-7318-02-ME-B06-004 ¦ T14211-7318-02-ME-B06-005 ¦ T14211-7318-02-ME-B06-006 ¦ T16182-XG02-P0LB-122022 ¦ T16182-XG02-P0LB-122023 ¦ T16182-XG02-P0SGC-138101 ¦ GRT-XG02-P1H-300020 ¦ T14211-7318-02-ME-B16-101 ¦ T14211-7318-02-ME-B16-201 ¦ CCP-W-B114-02-ME-B06-0011 ¦ CCP-W-B114-02-ME-B06-0001 ¦ CCP-W-B114-02-ME-B06-0003 ¦ CCP-W-B114-02-ME-B06-0004 ¦ CCP-W-B114-02-ME-B06-0005 ¦ CCP-W-B114-02-ME-B06-0006 ¦ CCP-W-B114-02-ME-B06-0007 ¦ CCP-W-B114-02-ME-B06-0008 ¦ CCP-W-B114-02-ME-B06-0009 ¦ CCP-W-B114-02-ME-B06-0010 ¦ CCP-W-B114-02-ME-B06-1001 | [HRSG]_P&I DIAGRAM ¦ HRSG_P&I Diagram of HRSG - Exhaust Gas System ¦ HRSG_P&I Diagram of HRSG - High Pressure Evaporator Superheater System ¦ HRSG_P&I Diagram of HRSG - High Pressure Economizer System ¦ HRSG_P&I Diagram of HRSG - Utility ¦ HRSG_P&I Diagram of HRSG - Blowdown System ¦ HRSG_P&I Diagram of HRSG - Condensate Preheater System ¦ HRSG_P&I DIAGRAM ¦ P&I DIAGRAM FOR HRSG SCR ¦ HRSG - P&I DIAGRAM ¦ HRSG - P&I DIAGRAM FOR HRSG DUCT BURNER SYSTEM ¦ P&ID OF WATER SPRAY SYSTEM FOR BURNER FOR HRSG ¦ [DCR] Change HRSG P&ID(GRT-XG02-P1H-300020) ¦ HRSG_P&ID for Diverter & Guillotine Damper ¦ HRSG_P&I Diagram for Duct Burner System ¦ HRSG_P&ID - Blowdown System ¦ HRSG_P&ID - Symbology ¦ HRSG_P&ID - Exhaust Gas System ¦ HRSG_P&ID - HP SH System ¦ HRSG_P&ID - HP EVA System ¦ HRSG_P&ID - HP ECO System ¦ HRSG_P&ID - LP SH System ¦ HRSG_P&ID - LP EVA System ¦ HRSG_P&ID - Feedwater HTR System ¦ HRSG_P&ID - Utility System ¦ HRSG_Diverter Damper - P&ID | Split condensate preheater system P&ID subset based on explicit source title evidence.
467 | HRSG Vendor Document List | HRSG Diverter & Guillotine Damper P & ID | 4570 | Fadhili ¦ Grati ¦ Karabatan ¦ Turkistan ¦ Ukudu | T14211-7318-02-ME-B06-001 ¦ T14211-7318-02-ME-B06-002 ¦ T14211-7318-02-ME-B06-003 ¦ T14211-7318-02-ME-B06-004 ¦ T14211-7318-02-ME-B06-005 ¦ T14211-7318-02-ME-B06-006 ¦ T16182-XG02-P0LB-122022 ¦ T16182-XG02-P0LB-122023 ¦ T16182-XG02-P0SGC-138101 ¦ GRT-XG02-P1H-300020 ¦ T14211-7318-02-ME-B16-101 ¦ T14211-7318-02-ME-B16-201 ¦ CCP-W-B114-02-ME-B06-0011 ¦ CCP-W-B114-02-ME-B06-0001 ¦ CCP-W-B114-02-ME-B06-0003 ¦ CCP-W-B114-02-ME-B06-0004 ¦ CCP-W-B114-02-ME-B06-0005 ¦ CCP-W-B114-02-ME-B06-0006 ¦ CCP-W-B114-02-ME-B06-0007 ¦ CCP-W-B114-02-ME-B06-0008 ¦ CCP-W-B114-02-ME-B06-0009 ¦ CCP-W-B114-02-ME-B06-0010 ¦ CCP-W-B114-02-ME-B06-1001 | [HRSG]_P&I DIAGRAM ¦ HRSG_P&I Diagram of HRSG - Exhaust Gas System ¦ HRSG_P&I Diagram of HRSG - High Pressure Evaporator Superheater System ¦ HRSG_P&I Diagram of HRSG - High Pressure Economizer System ¦ HRSG_P&I Diagram of HRSG - Utility ¦ HRSG_P&I Diagram of HRSG - Blowdown System ¦ HRSG_P&I Diagram of HRSG - Condensate Preheater System ¦ HRSG_P&I DIAGRAM ¦ P&I DIAGRAM FOR HRSG SCR ¦ HRSG - P&I DIAGRAM ¦ HRSG - P&I DIAGRAM FOR HRSG DUCT BURNER SYSTEM ¦ P&ID OF WATER SPRAY SYSTEM FOR BURNER FOR HRSG ¦ [DCR] Change HRSG P&ID(GRT-XG02-P1H-300020) ¦ HRSG_P&ID for Diverter & Guillotine Damper ¦ HRSG_P&I Diagram for Duct Burner System ¦ HRSG_P&ID - Blowdown System ¦ HRSG_P&ID - Symbology ¦ HRSG_P&ID - Exhaust Gas System ¦ HRSG_P&ID - HP SH System ¦ HRSG_P&ID - HP EVA System ¦ HRSG_P&ID - HP ECO System ¦ HRSG_P&ID - LP SH System ¦ HRSG_P&ID - LP EVA System ¦ HRSG_P&ID - Feedwater HTR System ¦ HRSG_P&ID - Utility System ¦ HRSG_Diverter Damper - P&ID | Merged diverter/guillotine damper P&ID evidence across projects into one standardized deliverable.
467 | HRSG Vendor Document List | HRSG Diverter & Guillotine Damper P & ID | 4575 | R&N | SAU4005-G011-HAB-&MFB-04812 ¦ SAU4005-G011-H__-&MFB-04845 ¦ SAU4005-G011-HNY-&MFB-04983 ¦ SAU4005-G011-HHA-&MFB-05006 ¦ SAU4005-G011-HNE-&EFB-05107 | HRSG(V) - P&I Diagram ¦ HRSG(V) - P&ID for Diverter & Guillotine Damper ¦ HRSG(V) - P&ID for SCR ¦ HRSG(V) - P&ID for Duct Burner ¦ HRSG(V) - CEMS P&ID | Merged diverter/guillotine damper P&ID evidence across projects into one standardized deliverable.
468 | HRSG Vendor Document List | HRSG Duct Burner System P & ID | 4570 | Fadhili ¦ Grati ¦ Karabatan ¦ Turkistan ¦ Ukudu | T14211-7318-02-ME-B06-001 ¦ T14211-7318-02-ME-B06-002 ¦ T14211-7318-02-ME-B06-003 ¦ T14211-7318-02-ME-B06-004 ¦ T14211-7318-02-ME-B06-005 ¦ T14211-7318-02-ME-B06-006 ¦ T16182-XG02-P0LB-122022 ¦ T16182-XG02-P0LB-122023 ¦ T16182-XG02-P0SGC-138101 ¦ GRT-XG02-P1H-300020 ¦ T14211-7318-02-ME-B16-101 ¦ T14211-7318-02-ME-B16-201 ¦ CCP-W-B114-02-ME-B06-0011 ¦ CCP-W-B114-02-ME-B06-0001 ¦ CCP-W-B114-02-ME-B06-0003 ¦ CCP-W-B114-02-ME-B06-0004 ¦ CCP-W-B114-02-ME-B06-0005 ¦ CCP-W-B114-02-ME-B06-0006 ¦ CCP-W-B114-02-ME-B06-0007 ¦ CCP-W-B114-02-ME-B06-0008 ¦ CCP-W-B114-02-ME-B06-0009 ¦ CCP-W-B114-02-ME-B06-0010 ¦ CCP-W-B114-02-ME-B06-1001 | [HRSG]_P&I DIAGRAM ¦ HRSG_P&I Diagram of HRSG - Exhaust Gas System ¦ HRSG_P&I Diagram of HRSG - High Pressure Evaporator Superheater System ¦ HRSG_P&I Diagram of HRSG - High Pressure Economizer System ¦ HRSG_P&I Diagram of HRSG - Utility ¦ HRSG_P&I Diagram of HRSG - Blowdown System ¦ HRSG_P&I Diagram of HRSG - Condensate Preheater System ¦ HRSG_P&I DIAGRAM ¦ P&I DIAGRAM FOR HRSG SCR ¦ HRSG - P&I DIAGRAM ¦ HRSG - P&I DIAGRAM FOR HRSG DUCT BURNER SYSTEM ¦ P&ID OF WATER SPRAY SYSTEM FOR BURNER FOR HRSG ¦ [DCR] Change HRSG P&ID(GRT-XG02-P1H-300020) ¦ HRSG_P&ID for Diverter & Guillotine Damper ¦ HRSG_P&I Diagram for Duct Burner System ¦ HRSG_P&ID - Blowdown System ¦ HRSG_P&ID - Symbology ¦ HRSG_P&ID - Exhaust Gas System ¦ HRSG_P&ID - HP SH System ¦ HRSG_P&ID - HP EVA System ¦ HRSG_P&ID - HP ECO System ¦ HRSG_P&ID - LP SH System ¦ HRSG_P&ID - LP EVA System ¦ HRSG_P&ID - Feedwater HTR System ¦ HRSG_P&ID - Utility System ¦ HRSG_Diverter Damper - P&ID | Merged duct burner P&ID evidence across projects into one standardized deliverable.
468 | HRSG Vendor Document List | HRSG Duct Burner System P & ID | 4575 | R&N | SAU4005-G011-HAB-&MFB-04812 ¦ SAU4005-G011-H__-&MFB-04845 ¦ SAU4005-G011-HNY-&MFB-04983 ¦ SAU4005-G011-HHA-&MFB-05006 ¦ SAU4005-G011-HNE-&EFB-05107 | HRSG(V) - P&I Diagram ¦ HRSG(V) - P&ID for Diverter & Guillotine Damper ¦ HRSG(V) - P&ID for SCR ¦ HRSG(V) - P&ID for Duct Burner ¦ HRSG(V) - CEMS P&ID | Merged duct burner P&ID evidence across projects into one standardized deliverable.
469 | HRSG Vendor Document List | Water Spray System for HRSG Burner P & ID | 4570 | Fadhili ¦ Grati ¦ Karabatan ¦ Turkistan ¦ Ukudu | T14211-7318-02-ME-B06-001 ¦ T14211-7318-02-ME-B06-002 ¦ T14211-7318-02-ME-B06-003 ¦ T14211-7318-02-ME-B06-004 ¦ T14211-7318-02-ME-B06-005 ¦ T14211-7318-02-ME-B06-006 ¦ T16182-XG02-P0LB-122022 ¦ T16182-XG02-P0LB-122023 ¦ T16182-XG02-P0SGC-138101 ¦ GRT-XG02-P1H-300020 ¦ T14211-7318-02-ME-B16-101 ¦ T14211-7318-02-ME-B16-201 ¦ CCP-W-B114-02-ME-B06-0011 ¦ CCP-W-B114-02-ME-B06-0001 ¦ CCP-W-B114-02-ME-B06-0003 ¦ CCP-W-B114-02-ME-B06-0004 ¦ CCP-W-B114-02-ME-B06-0005 ¦ CCP-W-B114-02-ME-B06-0006 ¦ CCP-W-B114-02-ME-B06-0007 ¦ CCP-W-B114-02-ME-B06-0008 ¦ CCP-W-B114-02-ME-B06-0009 ¦ CCP-W-B114-02-ME-B06-0010 ¦ CCP-W-B114-02-ME-B06-1001 | [HRSG]_P&I DIAGRAM ¦ HRSG_P&I Diagram of HRSG - Exhaust Gas System ¦ HRSG_P&I Diagram of HRSG - High Pressure Evaporator Superheater System ¦ HRSG_P&I Diagram of HRSG - High Pressure Economizer System ¦ HRSG_P&I Diagram of HRSG - Utility ¦ HRSG_P&I Diagram of HRSG - Blowdown System ¦ HRSG_P&I Diagram of HRSG - Condensate Preheater System ¦ HRSG_P&I DIAGRAM ¦ P&I DIAGRAM FOR HRSG SCR ¦ HRSG - P&I DIAGRAM ¦ HRSG - P&I DIAGRAM FOR HRSG DUCT BURNER SYSTEM ¦ P&ID OF WATER SPRAY SYSTEM FOR BURNER FOR HRSG ¦ [DCR] Change HRSG P&ID(GRT-XG02-P1H-300020) ¦ HRSG_P&ID for Diverter & Guillotine Damper ¦ HRSG_P&I Diagram for Duct Burner System ¦ HRSG_P&ID - Blowdown System ¦ HRSG_P&ID - Symbology ¦ HRSG_P&ID - Exhaust Gas System ¦ HRSG_P&ID - HP SH System ¦ HRSG_P&ID - HP EVA System ¦ HRSG_P&ID - HP ECO System ¦ HRSG_P&ID - LP SH System ¦ HRSG_P&ID - LP EVA System ¦ HRSG_P&ID - Feedwater HTR System ¦ HRSG_P&ID - Utility System ¦ HRSG_Diverter Damper - P&ID | Kept as separate P&ID for burner water spray system as explicitly titled in source list.
470 | HRSG Vendor Document List | HRSG Blowdown System P & ID | 4570 | Fadhili ¦ Grati ¦ Karabatan ¦ Turkistan ¦ Ukudu | T14211-7318-02-ME-B06-001 ¦ T14211-7318-02-ME-B06-002 ¦ T14211-7318-02-ME-B06-003 ¦ T14211-7318-02-ME-B06-004 ¦ T14211-7318-02-ME-B06-005 ¦ T14211-7318-02-ME-B06-006 ¦ T16182-XG02-P0LB-122022 ¦ T16182-XG02-P0LB-122023 ¦ T16182-XG02-P0SGC-138101 ¦ GRT-XG02-P1H-300020 ¦ T14211-7318-02-ME-B16-101 ¦ T14211-7318-02-ME-B16-201 ¦ CCP-W-B114-02-ME-B06-0011 ¦ CCP-W-B114-02-ME-B06-0001 ¦ CCP-W-B114-02-ME-B06-0003 ¦ CCP-W-B114-02-ME-B06-0004 ¦ CCP-W-B114-02-ME-B06-0005 ¦ CCP-W-B114-02-ME-B06-0006 ¦ CCP-W-B114-02-ME-B06-0007 ¦ CCP-W-B114-02-ME-B06-0008 ¦ CCP-W-B114-02-ME-B06-0009 ¦ CCP-W-B114-02-ME-B06-0010 ¦ CCP-W-B114-02-ME-B06-1001 | [HRSG]_P&I DIAGRAM ¦ HRSG_P&I Diagram of HRSG - Exhaust Gas System ¦ HRSG_P&I Diagram of HRSG - High Pressure Evaporator Superheater System ¦ HRSG_P&I Diagram of HRSG - High Pressure Economizer System ¦ HRSG_P&I Diagram of HRSG - Utility ¦ HRSG_P&I Diagram of HRSG - Blowdown System ¦ HRSG_P&I Diagram of HRSG - Condensate Preheater System ¦ HRSG_P&I DIAGRAM ¦ P&I DIAGRAM FOR HRSG SCR ¦ HRSG - P&I DIAGRAM ¦ HRSG - P&I DIAGRAM FOR HRSG DUCT BURNER SYSTEM ¦ P&ID OF WATER SPRAY SYSTEM FOR BURNER FOR HRSG ¦ [DCR] Change HRSG P&ID(GRT-XG02-P1H-300020) ¦ HRSG_P&ID for Diverter & Guillotine Damper ¦ HRSG_P&I Diagram for Duct Burner System ¦ HRSG_P&ID - Blowdown System ¦ HRSG_P&ID - Symbology ¦ HRSG_P&ID - Exhaust Gas System ¦ HRSG_P&ID - HP SH System ¦ HRSG_P&ID - HP EVA System ¦ HRSG_P&ID - HP ECO System ¦ HRSG_P&ID - LP SH System ¦ HRSG_P&ID - LP EVA System ¦ HRSG_P&ID - Feedwater HTR System ¦ HRSG_P&ID - Utility System ¦ HRSG_Diverter Damper - P&ID | Kept blowdown P&ID as separate subset because it is explicitly identified in source titles.
471 | HRSG Vendor Document List | HRSG SCR P & ID | 4570 | Fadhili ¦ Grati ¦ Karabatan ¦ Turkistan ¦ Ukudu | T14211-7318-02-ME-B06-001 ¦ T14211-7318-02-ME-B06-002 ¦ T14211-7318-02-ME-B06-003 ¦ T14211-7318-02-ME-B06-004 ¦ T14211-7318-02-ME-B06-005 ¦ T14211-7318-02-ME-B06-006 ¦ T16182-XG02-P0LB-122022 ¦ T16182-XG02-P0LB-122023 ¦ T16182-XG02-P0SGC-138101 ¦ GRT-XG02-P1H-300020 ¦ T14211-7318-02-ME-B16-101 ¦ T14211-7318-02-ME-B16-201 ¦ CCP-W-B114-02-ME-B06-0011 ¦ CCP-W-B114-02-ME-B06-0001 ¦ CCP-W-B114-02-ME-B06-0003 ¦ CCP-W-B114-02-ME-B06-0004 ¦ CCP-W-B114-02-ME-B06-0005 ¦ CCP-W-B114-02-ME-B06-0006 ¦ CCP-W-B114-02-ME-B06-0007 ¦ CCP-W-B114-02-ME-B06-0008 ¦ CCP-W-B114-02-ME-B06-0009 ¦ CCP-W-B114-02-ME-B06-0010 ¦ CCP-W-B114-02-ME-B06-1001 | [HRSG]_P&I DIAGRAM ¦ HRSG_P&I Diagram of HRSG - Exhaust Gas System ¦ HRSG_P&I Diagram of HRSG - High Pressure Evaporator Superheater System ¦ HRSG_P&I Diagram of HRSG - High Pressure Economizer System ¦ HRSG_P&I Diagram of HRSG - Utility ¦ HRSG_P&I Diagram of HRSG - Blowdown System ¦ HRSG_P&I Diagram of HRSG - Condensate Preheater System ¦ HRSG_P&I DIAGRAM ¦ P&I DIAGRAM FOR HRSG SCR ¦ HRSG - P&I DIAGRAM ¦ HRSG - P&I DIAGRAM FOR HRSG DUCT BURNER SYSTEM ¦ P&ID OF WATER SPRAY SYSTEM FOR BURNER FOR HRSG ¦ [DCR] Change HRSG P&ID(GRT-XG02-P1H-300020) ¦ HRSG_P&ID for Diverter & Guillotine Damper ¦ HRSG_P&I Diagram for Duct Burner System ¦ HRSG_P&ID - Blowdown System ¦ HRSG_P&ID - Symbology ¦ HRSG_P&ID - Exhaust Gas System ¦ HRSG_P&ID - HP SH System ¦ HRSG_P&ID - HP EVA System ¦ HRSG_P&ID - HP ECO System ¦ HRSG_P&ID - LP SH System ¦ HRSG_P&ID - LP EVA System ¦ HRSG_P&ID - Feedwater HTR System ¦ HRSG_P&ID - Utility System ¦ HRSG_Diverter Damper - P&ID | Merged SCR P&ID evidence across projects into one standardized deliverable.
471 | HRSG Vendor Document List | HRSG SCR P & ID | 4575 | R&N | SAU4005-G011-HAB-&MFB-04812 ¦ SAU4005-G011-H__-&MFB-04845 ¦ SAU4005-G011-HNY-&MFB-04983 ¦ SAU4005-G011-HHA-&MFB-05006 ¦ SAU4005-G011-HNE-&EFB-05107 | HRSG(V) - P&I Diagram ¦ HRSG(V) - P&ID for Diverter & Guillotine Damper ¦ HRSG(V) - P&ID for SCR ¦ HRSG(V) - P&ID for Duct Burner ¦ HRSG(V) - CEMS P&ID | Merged SCR P&ID evidence across projects into one standardized deliverable.
472 | HRSG Vendor Document List | HRSG CEMS P & ID | 4575 | R&N | SAU4005-G011-HAB-&MFB-04812 ¦ SAU4005-G011-H__-&MFB-04845 ¦ SAU4005-G011-HNY-&MFB-04983 ¦ SAU4005-G011-HHA-&MFB-05006 ¦ SAU4005-G011-HNE-&EFB-05107 | HRSG(V) - P&I Diagram ¦ HRSG(V) - P&ID for Diverter & Guillotine Damper ¦ HRSG(V) - P&ID for SCR ¦ HRSG(V) - P&ID for Duct Burner ¦ HRSG(V) - CEMS P&ID | Kept CEMS P&ID as distinct subsystem deliverable explicitly evidenced in source titles.
473 | HRSG Vendor Document List | HRSG SCR Functional Valve List and Data Sheets | 4596 | Ukudu |  | FUNCTIONAL VALVE LIST AND DATA SHEET FOR HRSG SCR | Kept combined conventional phrase 'Valve List and Data Sheet' as one deliverable as written in source title.
474 | HRSG Vendor Document List | HRSG Feedwater Pump P & ID | 4618 | Fadhili | T16182-XG02-P0LAC-126003 | HRSG FEEDWATER PUMP - P&I DIAGRAM | Standardized pump package P&ID; kept separate from pump drawings and datasheets.
475 | HRSG Vendor Document List | HRSG P & ID | 4619 | Muara Tawar | MRT-XG02-P2LB-122022 | [HRSG(For Block 2)]_HRSG_P&I DIAGRAM | Merged duplicate HRSG package P&IDs that differed only by Block/HRSG number qualifiers; standardized to one HRSG vendor P&ID deliverable.
475 | HRSG Vendor Document List | HRSG P & ID | 4620 | Muara Tawar | MRT-XG02-P3LB-122022 | [HRSG(for Block 3, 4)]_HRSG_P&I DIAGRAM | Merged duplicate HRSG package P&IDs that differed only by Block/HRSG number qualifiers; standardized to one HRSG vendor P&ID deliverable.
475 | HRSG Vendor Document List | HRSG P & ID | 4660 | Karabatan | T14211-7319-PR-007-0001 | TP P&ID for HRSG#1 | Merged duplicate HRSG package P&IDs that differed only by Block/HRSG number qualifiers; standardized to one HRSG vendor P&ID deliverable.
475 | HRSG Vendor Document List | HRSG P & ID | 4661 | Karabatan | T14211-7320-PR-007-0001 | TP P&ID for HRSG#2 | Merged duplicate HRSG package P&IDs that differed only by Block/HRSG number qualifiers; standardized to one HRSG vendor P&ID deliverable.
475 | HRSG Vendor Document List | HRSG P & ID | 4662 | Karabatan | T14211-7321-PR-007-0001 | TP P&ID for HRSG#3 | Merged duplicate HRSG package P&IDs that differed only by Block/HRSG number qualifiers; standardized to one HRSG vendor P&ID deliverable.
475 | HRSG Vendor Document List | HRSG P & ID | 4663 | Karabatan | T14211-7322-PR-007-0001 | TP P&ID for HRSG#4 | Merged duplicate HRSG package P&IDs that differed only by Block/HRSG number qualifiers; standardized to one HRSG vendor P&ID deliverable.
476 | HRSG Vendor Document List | HRSG Piping Material Classification | 4703 | Fadhili | T16182-YT02-P0LB-122104 | HRSG - PIPING MATERIAL CLASSIFICATION | Merged equivalent piping material classification documents across projects/blocks into one standardized HRSG piping material classification deliverable.
476 | HRSG Vendor Document List | HRSG Piping Material Classification | 4704 | Muara Tawar | MRT-YT02-P2LB-122104 | [HRSG(For Block 2)]_HRSG_PIPING MATERIAL CLASSIFICATION | Merged equivalent piping material classification documents across projects/blocks into one standardized HRSG piping material classification deliverable.
476 | HRSG Vendor Document List | HRSG Piping Material Classification | 4705 | Muara Tawar | MRT-YT02-P3LB-122104 | [HRSG(for Block 3, 4)]_HRSG_PIPING MATERIAL CLASSIFICATION | Merged equivalent piping material classification documents across projects/blocks into one standardized HRSG piping material classification deliverable.
476 | HRSG Vendor Document List | HRSG Piping Material Classification | 4716 | Karabatan | T14211-7318-02-ME-P04-001 | HRSG_Piping Material Classification(for HRSG) | Merged equivalent piping material classification documents across projects/blocks into one standardized HRSG piping material classification deliverable.
477 | HRSG Vendor Document List | HRSG SCR Piping Material Specification | 4648 | Ukudu |  | PIPING MATERIAL SPECIFICATION FOR HRSG SCR | Kept as separate deliverable because it is a specific piping material specification for HRSG SCR scope.
478 | HRSG Vendor Document List | SCR Process Mass Balance | 5326 | R&N | SAU4005-G011-HNY-&MDA-04988 | HRSG(V) - Process Mass Balance for SCR | Standardized wording from 'Process Mass Balance for SCR' to a concise SCR mass balance deliverable under HRSG vendor scope.
479 | DCS Vendor Document List | DCS Operation & Maintenance Manual | 6777 | Karabatan ¦ Ukudu | T14211-7300-35-IA-B27-001 | OPERATION & MAINTENANCE Manual for DCS ¦ DCS_O&M Manual | Standardized O&M/Operation & Maintenance manual wording into one deliverable.
480 | DCS Vendor Document List | DCS Material Requisition | 6778 | Karabatan | T14211- 7300-IA-REQ-0001 | Material Requisition for DCS | Single source row already a clean MR deliverable.
481 | DCS Vendor Document List | DCS Technical Datasheet | 6779 | Karabatan ¦ Turkistan | T14211-7300-IA-TDS-0002 ¦ T14211-7300-35-IA-338-001 ¦ CCP-W-B000-51-IA-B16-9101 ¦ CCP-W-B000-51-IA-B16-9104 | Technical Datasheet for DCS ¦ Specification & Datasheet for DCS ¦ DCS - SPECIFICATION & DATASHEET FOR HISTORICAL STORAGE AND RETRIEVAL (HSR) SYSTEM ¦ DCS - SPECIFICATION & DATASHEET FOR MASTER DATA AQUISITION (MDA) SYSTEM | Merged generic DCS datasheet and specification&datasheet titles into one standardized datasheet deliverable.
482 | DCS Vendor Document List | DCS HSR System Specification & Datasheet | 6779 | Karabatan ¦ Turkistan | T14211-7300-IA-TDS-0002 ¦ T14211-7300-35-IA-338-001 ¦ CCP-W-B000-51-IA-B16-9101 ¦ CCP-W-B000-51-IA-B16-9104 | Technical Datasheet for DCS ¦ Specification & Datasheet for DCS ¦ DCS - SPECIFICATION & DATASHEET FOR HISTORICAL STORAGE AND RETRIEVAL (HSR) SYSTEM ¦ DCS - SPECIFICATION & DATASHEET FOR MASTER DATA AQUISITION (MDA) SYSTEM | Kept HSR as a distinct DCS sub-scope datasheet deliverable per source title.
483 | DCS Vendor Document List | DCS MDA System Specification & Datasheet | 6779 | Karabatan ¦ Turkistan | T14211-7300-IA-TDS-0002 ¦ T14211-7300-35-IA-338-001 ¦ CCP-W-B000-51-IA-B16-9101 ¦ CCP-W-B000-51-IA-B16-9104 | Technical Datasheet for DCS ¦ Specification & Datasheet for DCS ¦ DCS - SPECIFICATION & DATASHEET FOR HISTORICAL STORAGE AND RETRIEVAL (HSR) SYSTEM ¦ DCS - SPECIFICATION & DATASHEET FOR MASTER DATA AQUISITION (MDA) SYSTEM | Kept MDA as a distinct DCS sub-scope datasheet deliverable per source title.
484 | DCS Vendor Document List | DCS Functional Design Specification (FDS) - Hardware | 6834 | Muara Tawar | MRT-CV03-P0ZEN-163101 ¦ MRT-CV03-P0ZEN-163102 ¦ MRT-CV03-P0ZEN-163103 ¦ MRT-CV03-P0ZEN-163108 | [DCS(For Block 2,3&4)] Functional Design Specification for Graphic ¦ [DCS(For Block 2,3&4)] Functional Design Specification for Hardware ¦ [DCS(For Block 2,3&4)] Functional Design Specification for Software ¦ [DCS(For Block 2,3&4)] Technical Specification for Time Synchronization | Split FDS by subject (Hardware/Software/Graphic) to avoid combining different scopes.
485 | DCS Vendor Document List | DCS Functional Design Specification (FDS) - Software | 6834 | Muara Tawar | MRT-CV03-P0ZEN-163101 ¦ MRT-CV03-P0ZEN-163102 ¦ MRT-CV03-P0ZEN-163103 ¦ MRT-CV03-P0ZEN-163108 | [DCS(For Block 2,3&4)] Functional Design Specification for Graphic ¦ [DCS(For Block 2,3&4)] Functional Design Specification for Hardware ¦ [DCS(For Block 2,3&4)] Functional Design Specification for Software ¦ [DCS(For Block 2,3&4)] Technical Specification for Time Synchronization | Split FDS by subject per distinct source titles.
486 | DCS Vendor Document List | DCS Functional Design Specification (FDS) - Graphic | 6834 | Muara Tawar | MRT-CV03-P0ZEN-163101 ¦ MRT-CV03-P0ZEN-163102 ¦ MRT-CV03-P0ZEN-163103 ¦ MRT-CV03-P0ZEN-163108 | [DCS(For Block 2,3&4)] Functional Design Specification for Graphic ¦ [DCS(For Block 2,3&4)] Functional Design Specification for Hardware ¦ [DCS(For Block 2,3&4)] Functional Design Specification for Software ¦ [DCS(For Block 2,3&4)] Technical Specification for Time Synchronization | Split FDS by subject per distinct source titles.
487 | DCS Vendor Document List | DCS Time Synchronization Technical Specification | 6834 | Muara Tawar | MRT-CV03-P0ZEN-163101 ¦ MRT-CV03-P0ZEN-163102 ¦ MRT-CV03-P0ZEN-163103 ¦ MRT-CV03-P0ZEN-163108 | [DCS(For Block 2,3&4)] Functional Design Specification for Graphic ¦ [DCS(For Block 2,3&4)] Functional Design Specification for Hardware ¦ [DCS(For Block 2,3&4)] Functional Design Specification for Software ¦ [DCS(For Block 2,3&4)] Technical Specification for Time Synchronization | Kept time synchronization as a separate DCS technical specification deliverable.
488 | DCS Vendor Document List | DCS Cable List | 6780 | Muara Tawar | MRT-YR05-P2ZEN-163117 | [DCS(For Block 2)] Cable List | Merged cable list deliverables that differ only by block qualifiers and (V) marker context; standardized to a single DCS Cable List.
488 | DCS Vendor Document List | DCS Cable List | 6781 | Muara Tawar | MRT-YL15-P3ZEN-163117 | [DCS(For Block 3, 4)] Cable list | Merged cable list deliverables that differ only by block qualifiers and (V) marker context; standardized to a single DCS Cable List.
488 | DCS Vendor Document List | DCS Cable List | 6783 | R&N | SAU4005-G180-C__-&EMB-25022 | DCS(V) - Cable List | Merged cable list deliverables that differ only by block qualifiers and (V) marker context; standardized to a single DCS Cable List.
489 | DCS Vendor Document List | DCS LAN Configuration Diagram | 6782 | R&N | SAU4005-G180-C__-&EFA-25009 ¦ SAU4005-G180-C__-&EFC-25019 | DCS(V) - LAN Configuration Diagram ¦ DCS(V) - HMI Graphic Diagram | Merged multiple LAN/network configuration diagram titles (LAN Configuration Diagram / Network Configuration Diagram) into one standardized deliverable.
489 | DCS Vendor Document List | DCS LAN Configuration Diagram | 6945 | Muara Tawar | MRT-MA02-P2ZEN-163105 ¦ MRT-YD06-P2ZEN-163106 ¦ MRT-YR05-P2ZEN-163116 | [DCS(For Block 2)] LAN Configuration Diagram ¦ [DCS(For Block 2)] Equipment Power Distribution Diagram ¦ [DCS(For Block 2)] Internal Cable Connection Diagram | Merged multiple LAN/network configuration diagram titles (LAN Configuration Diagram / Network Configuration Diagram) into one standardized deliverable.
489 | DCS Vendor Document List | DCS LAN Configuration Diagram | 6946 | Muara Tawar | MRT-MA02-P3ZEN-163105 ¦ MRT-YD06-P3ZEN-163106 ¦ MRT-YV02-P3ZEN-163116 | [DCS(For Block 3, 4)] LAN Configuration Diagram ¦ [DCS(For Block 3, 4)] Equipment Power Distribution Diagram ¦ [DCS(For Block 3, 4)] Internal Cable Connection Diagram | Merged multiple LAN/network configuration diagram titles (LAN Configuration Diagram / Network Configuration Diagram) into one standardized deliverable.
489 | DCS Vendor Document List | DCS LAN Configuration Diagram | 6993 | Fadhili ¦ Grati ¦ Karabatan ¦ Muara Tawar ¦ Turkistan ¦ Ukudu | T16182-YF02-P0CRV-161102 ¦ T16182-YR04-P0CUQ-161111 ¦ T16182-YB03-P0CRN-161114 ¦ T16182-YD05-P0CRN-161116 ¦ GRT-YD06-P0ZEN-161115 ¦ GRT-MA02-P0ZEN-161121 ¦ GRT-YQ05-P0BYA-165651 ¦ T14211-7300-35-IA-338-005 ¦ T14211-7300-35-IA-320-009 ¦ T14211-7300-35-IA-301-001 ¦ T14211-7300-35-IA-301-002 ¦ MRT-YD06-P2ZEN-161014 ¦ MRT-YD06-P3ZEN-161014 ¦ CCP-W-B100-51-IA-B19-0001 ¦ CCP-W-B000-51-IA-B19-0001 ¦ CCP-W-B000-51-IA-H03-0002 ¦ CCP-W-B089-IA-301-0004 | DCS - LAN CONFIGURATION DIAGRAM ¦ DCS POWER DISTRIBUTION CONCEPT DIAGRAM ¦ DCS - INTERNAL CABLE CONNECTION DIAGRAM ¦ DCS - HMI GRAPHIC DISPLAY DIAGRAM ¦ [DCS]_Equipment Power Distribution Diagram ¦ [DCS]_LAN Configuration Diagram ¦ DCS System Alarm Diagram ¦ DCS Power Distribution Diagrams with Power Consumption & Heat Dissipation ¦ DCS Schematic Diagram ¦ DCS Network Configuration Diagram (Block) ¦ DCS Network Configuration Diagram (Common) ¦ DCS Power Distribution Concept Diagram(For Block 2) ¦ DCS Power Distribution Concept Diagram(For Block 3, 4) ¦ DCS - NETWORK CONFIGURATION DIAGRAM (BLOCK) ¦ DCS - NETWORK CONFIGURATION DIAGRAM (COMMON) ¦ NETWORK CONFIGURATION DIAGRAM_DCS ¦ INTERNAL CABLE CONNECTION DIAGRAM_DCS ¦ DCS POWER DISTRIBUTION DIAGRAMS WITH POWER CONSUMPTION & HEAT DISSIPATION | Merged multiple LAN/network configuration diagram titles (LAN Configuration Diagram / Network Configuration Diagram) into one standardized deliverable.
490 | DCS Vendor Document List | DCS Power Distribution Concept Diagram | 6945 | Muara Tawar | MRT-MA02-P2ZEN-163105 ¦ MRT-YD06-P2ZEN-163106 ¦ MRT-YR05-P2ZEN-163116 | [DCS(For Block 2)] LAN Configuration Diagram ¦ [DCS(For Block 2)] Equipment Power Distribution Diagram ¦ [DCS(For Block 2)] Internal Cable Connection Diagram | Merged power distribution concept diagrams across projects/blocks into one standard deliverable.
490 | DCS Vendor Document List | DCS Power Distribution Concept Diagram | 6946 | Muara Tawar | MRT-MA02-P3ZEN-163105 ¦ MRT-YD06-P3ZEN-163106 ¦ MRT-YV02-P3ZEN-163116 | [DCS(For Block 3, 4)] LAN Configuration Diagram ¦ [DCS(For Block 3, 4)] Equipment Power Distribution Diagram ¦ [DCS(For Block 3, 4)] Internal Cable Connection Diagram | Merged power distribution concept diagrams across projects/blocks into one standard deliverable.
490 | DCS Vendor Document List | DCS Power Distribution Concept Diagram | 6978 | Grati | GRT-YD06-P0ZEN-161113 | [INC_Plant_Overall_Design]_DCS Power Distribution Concept Diagram | Merged power distribution concept diagrams across projects/blocks into one standard deliverable.
490 | DCS Vendor Document List | DCS Power Distribution Concept Diagram | 6993 | Fadhili ¦ Grati ¦ Karabatan ¦ Muara Tawar ¦ Turkistan ¦ Ukudu | T16182-YF02-P0CRV-161102 ¦ T16182-YR04-P0CUQ-161111 ¦ T16182-YB03-P0CRN-161114 ¦ T16182-YD05-P0CRN-161116 ¦ GRT-YD06-P0ZEN-161115 ¦ GRT-MA02-P0ZEN-161121 ¦ GRT-YQ05-P0BYA-165651 ¦ T14211-7300-35-IA-338-005 ¦ T14211-7300-35-IA-320-009 ¦ T14211-7300-35-IA-301-001 ¦ T14211-7300-35-IA-301-002 ¦ MRT-YD06-P2ZEN-161014 ¦ MRT-YD06-P3ZEN-161014 ¦ CCP-W-B100-51-IA-B19-0001 ¦ CCP-W-B000-51-IA-B19-0001 ¦ CCP-W-B000-51-IA-H03-0002 ¦ CCP-W-B089-IA-301-0004 | DCS - LAN CONFIGURATION DIAGRAM ¦ DCS POWER DISTRIBUTION CONCEPT DIAGRAM ¦ DCS - INTERNAL CABLE CONNECTION DIAGRAM ¦ DCS - HMI GRAPHIC DISPLAY DIAGRAM ¦ [DCS]_Equipment Power Distribution Diagram ¦ [DCS]_LAN Configuration Diagram ¦ DCS System Alarm Diagram ¦ DCS Power Distribution Diagrams with Power Consumption & Heat Dissipation ¦ DCS Schematic Diagram ¦ DCS Network Configuration Diagram (Block) ¦ DCS Network Configuration Diagram (Common) ¦ DCS Power Distribution Concept Diagram(For Block 2) ¦ DCS Power Distribution Concept Diagram(For Block 3, 4) ¦ DCS - NETWORK CONFIGURATION DIAGRAM (BLOCK) ¦ DCS - NETWORK CONFIGURATION DIAGRAM (COMMON) ¦ NETWORK CONFIGURATION DIAGRAM_DCS ¦ INTERNAL CABLE CONNECTION DIAGRAM_DCS ¦ DCS POWER DISTRIBUTION DIAGRAMS WITH POWER CONSUMPTION & HEAT DISSIPATION | Merged power distribution concept diagrams across projects/blocks into one standard deliverable.
491 | DCS Vendor Document List | DCS Equipment Power Distribution Diagram | 6945 | Muara Tawar | MRT-MA02-P2ZEN-163105 ¦ MRT-YD06-P2ZEN-163106 ¦ MRT-YR05-P2ZEN-163116 | [DCS(For Block 2)] LAN Configuration Diagram ¦ [DCS(For Block 2)] Equipment Power Distribution Diagram ¦ [DCS(For Block 2)] Internal Cable Connection Diagram | Kept Equipment Power Distribution Diagram separate from concept diagram per source evidence.
491 | DCS Vendor Document List | DCS Equipment Power Distribution Diagram | 6946 | Muara Tawar | MRT-MA02-P3ZEN-163105 ¦ MRT-YD06-P3ZEN-163106 ¦ MRT-YV02-P3ZEN-163116 | [DCS(For Block 3, 4)] LAN Configuration Diagram ¦ [DCS(For Block 3, 4)] Equipment Power Distribution Diagram ¦ [DCS(For Block 3, 4)] Internal Cable Connection Diagram | Kept Equipment Power Distribution Diagram separate from concept diagram per source evidence.
491 | DCS Vendor Document List | DCS Equipment Power Distribution Diagram | 6993 | Fadhili ¦ Grati ¦ Karabatan ¦ Muara Tawar ¦ Turkistan ¦ Ukudu | T16182-YF02-P0CRV-161102 ¦ T16182-YR04-P0CUQ-161111 ¦ T16182-YB03-P0CRN-161114 ¦ T16182-YD05-P0CRN-161116 ¦ GRT-YD06-P0ZEN-161115 ¦ GRT-MA02-P0ZEN-161121 ¦ GRT-YQ05-P0BYA-165651 ¦ T14211-7300-35-IA-338-005 ¦ T14211-7300-35-IA-320-009 ¦ T14211-7300-35-IA-301-001 ¦ T14211-7300-35-IA-301-002 ¦ MRT-YD06-P2ZEN-161014 ¦ MRT-YD06-P3ZEN-161014 ¦ CCP-W-B100-51-IA-B19-0001 ¦ CCP-W-B000-51-IA-B19-0001 ¦ CCP-W-B000-51-IA-H03-0002 ¦ CCP-W-B089-IA-301-0004 | DCS - LAN CONFIGURATION DIAGRAM ¦ DCS POWER DISTRIBUTION CONCEPT DIAGRAM ¦ DCS - INTERNAL CABLE CONNECTION DIAGRAM ¦ DCS - HMI GRAPHIC DISPLAY DIAGRAM ¦ [DCS]_Equipment Power Distribution Diagram ¦ [DCS]_LAN Configuration Diagram ¦ DCS System Alarm Diagram ¦ DCS Power Distribution Diagrams with Power Consumption & Heat Dissipation ¦ DCS Schematic Diagram ¦ DCS Network Configuration Diagram (Block) ¦ DCS Network Configuration Diagram (Common) ¦ DCS Power Distribution Concept Diagram(For Block 2) ¦ DCS Power Distribution Concept Diagram(For Block 3, 4) ¦ DCS - NETWORK CONFIGURATION DIAGRAM (BLOCK) ¦ DCS - NETWORK CONFIGURATION DIAGRAM (COMMON) ¦ NETWORK CONFIGURATION DIAGRAM_DCS ¦ INTERNAL CABLE CONNECTION DIAGRAM_DCS ¦ DCS POWER DISTRIBUTION DIAGRAMS WITH POWER CONSUMPTION & HEAT DISSIPATION | Kept Equipment Power Distribution Diagram separate from concept diagram per source evidence.
492 | DCS Vendor Document List | DCS Internal Cable Connection Diagram | 6929 | R&N | SAU4005-G180-C__-&EMA-25021 | DCS(V) - Internal Interconnection Wiring Diagram | Merged internal cable connection diagram variants (Internal Cable Connection / Internal Interconnection Wiring) into one standardized deliverable family; wiring diagram kept separate below where explicitly named.
492 | DCS Vendor Document List | DCS Internal Cable Connection Diagram | 6945 | Muara Tawar | MRT-MA02-P2ZEN-163105 ¦ MRT-YD06-P2ZEN-163106 ¦ MRT-YR05-P2ZEN-163116 | [DCS(For Block 2)] LAN Configuration Diagram ¦ [DCS(For Block 2)] Equipment Power Distribution Diagram ¦ [DCS(For Block 2)] Internal Cable Connection Diagram | Merged internal cable connection diagram variants (Internal Cable Connection / Internal Interconnection Wiring) into one standardized deliverable family; wiring diagram kept separate below where explicitly named.
492 | DCS Vendor Document List | DCS Internal Cable Connection Diagram | 6946 | Muara Tawar | MRT-MA02-P3ZEN-163105 ¦ MRT-YD06-P3ZEN-163106 ¦ MRT-YV02-P3ZEN-163116 | [DCS(For Block 3, 4)] LAN Configuration Diagram ¦ [DCS(For Block 3, 4)] Equipment Power Distribution Diagram ¦ [DCS(For Block 3, 4)] Internal Cable Connection Diagram | Merged internal cable connection diagram variants (Internal Cable Connection / Internal Interconnection Wiring) into one standardized deliverable family; wiring diagram kept separate below where explicitly named.
492 | DCS Vendor Document List | DCS Internal Cable Connection Diagram | 6993 | Fadhili ¦ Grati ¦ Karabatan ¦ Muara Tawar ¦ Turkistan ¦ Ukudu | T16182-YF02-P0CRV-161102 ¦ T16182-YR04-P0CUQ-161111 ¦ T16182-YB03-P0CRN-161114 ¦ T16182-YD05-P0CRN-161116 ¦ GRT-YD06-P0ZEN-161115 ¦ GRT-MA02-P0ZEN-161121 ¦ GRT-YQ05-P0BYA-165651 ¦ T14211-7300-35-IA-338-005 ¦ T14211-7300-35-IA-320-009 ¦ T14211-7300-35-IA-301-001 ¦ T14211-7300-35-IA-301-002 ¦ MRT-YD06-P2ZEN-161014 ¦ MRT-YD06-P3ZEN-161014 ¦ CCP-W-B100-51-IA-B19-0001 ¦ CCP-W-B000-51-IA-B19-0001 ¦ CCP-W-B000-51-IA-H03-0002 ¦ CCP-W-B089-IA-301-0004 | DCS - LAN CONFIGURATION DIAGRAM ¦ DCS POWER DISTRIBUTION CONCEPT DIAGRAM ¦ DCS - INTERNAL CABLE CONNECTION DIAGRAM ¦ DCS - HMI GRAPHIC DISPLAY DIAGRAM ¦ [DCS]_Equipment Power Distribution Diagram ¦ [DCS]_LAN Configuration Diagram ¦ DCS System Alarm Diagram ¦ DCS Power Distribution Diagrams with Power Consumption & Heat Dissipation ¦ DCS Schematic Diagram ¦ DCS Network Configuration Diagram (Block) ¦ DCS Network Configuration Diagram (Common) ¦ DCS Power Distribution Concept Diagram(For Block 2) ¦ DCS Power Distribution Concept Diagram(For Block 3, 4) ¦ DCS - NETWORK CONFIGURATION DIAGRAM (BLOCK) ¦ DCS - NETWORK CONFIGURATION DIAGRAM (COMMON) ¦ NETWORK CONFIGURATION DIAGRAM_DCS ¦ INTERNAL CABLE CONNECTION DIAGRAM_DCS ¦ DCS POWER DISTRIBUTION DIAGRAMS WITH POWER CONSUMPTION & HEAT DISSIPATION | Merged internal cable connection diagram variants (Internal Cable Connection / Internal Interconnection Wiring) into one standardized deliverable family; wiring diagram kept separate below where explicitly named.
493 | DCS Vendor Document List | DCS Internal Interconnection Wiring Diagram | 6929 | R&N | SAU4005-G180-C__-&EMA-25021 | DCS(V) - Internal Interconnection Wiring Diagram | Kept explicit Wiring Diagram deliverable separate from generic internal cable connection diagrams.
494 | DCS Vendor Document List | DCS HMI Graphic Display Diagram | 6782 | R&N | SAU4005-G180-C__-&EFA-25009 ¦ SAU4005-G180-C__-&EFC-25019 | DCS(V) - LAN Configuration Diagram ¦ DCS(V) - HMI Graphic Diagram | Merged HMI graphic diagram/graphic display diagram variants into one deliverable.
494 | DCS Vendor Document List | DCS HMI Graphic Display Diagram | 6993 | Fadhili ¦ Grati ¦ Karabatan ¦ Muara Tawar ¦ Turkistan ¦ Ukudu | T16182-YF02-P0CRV-161102 ¦ T16182-YR04-P0CUQ-161111 ¦ T16182-YB03-P0CRN-161114 ¦ T16182-YD05-P0CRN-161116 ¦ GRT-YD06-P0ZEN-161115 ¦ GRT-MA02-P0ZEN-161121 ¦ GRT-YQ05-P0BYA-165651 ¦ T14211-7300-35-IA-338-005 ¦ T14211-7300-35-IA-320-009 ¦ T14211-7300-35-IA-301-001 ¦ T14211-7300-35-IA-301-002 ¦ MRT-YD06-P2ZEN-161014 ¦ MRT-YD06-P3ZEN-161014 ¦ CCP-W-B100-51-IA-B19-0001 ¦ CCP-W-B000-51-IA-B19-0001 ¦ CCP-W-B000-51-IA-H03-0002 ¦ CCP-W-B089-IA-301-0004 | DCS - LAN CONFIGURATION DIAGRAM ¦ DCS POWER DISTRIBUTION CONCEPT DIAGRAM ¦ DCS - INTERNAL CABLE CONNECTION DIAGRAM ¦ DCS - HMI GRAPHIC DISPLAY DIAGRAM ¦ [DCS]_Equipment Power Distribution Diagram ¦ [DCS]_LAN Configuration Diagram ¦ DCS System Alarm Diagram ¦ DCS Power Distribution Diagrams with Power Consumption & Heat Dissipation ¦ DCS Schematic Diagram ¦ DCS Network Configuration Diagram (Block) ¦ DCS Network Configuration Diagram (Common) ¦ DCS Power Distribution Concept Diagram(For Block 2) ¦ DCS Power Distribution Concept Diagram(For Block 3, 4) ¦ DCS - NETWORK CONFIGURATION DIAGRAM (BLOCK) ¦ DCS - NETWORK CONFIGURATION DIAGRAM (COMMON) ¦ NETWORK CONFIGURATION DIAGRAM_DCS ¦ INTERNAL CABLE CONNECTION DIAGRAM_DCS ¦ DCS POWER DISTRIBUTION DIAGRAMS WITH POWER CONSUMPTION & HEAT DISSIPATION | Merged HMI graphic diagram/graphic display diagram variants into one deliverable.
495 | DCS Vendor Document List | DCS HMI Graphic Drawing | 6839 | Fadhili ¦ Grati ¦ Karabatan ¦ Turkistan | T16182-YD00-P0CUQ-161112 ¦ T14211-7300-35-IA-338-006 ¦ T14211-7300-35-IA-338-007 ¦ T14211-7300-35-IA-320-002 ¦ T14211-7300-35-IA-320-003 ¦ T14211-7300-35-IA-320-004 ¦ T14211-7300-35-IA-320-005 ¦ T14211-7300-35-IA-320-006 ¦ T14211-7300-35-IA-320-007 ¦ T14211-7300-35-IA-320-008 ¦ T14211-7300-35-IA-321-001 ¦ T14211-7300-35-IA-315-001 ¦ T14211-7300-35-IA-315-002 ¦ CCP-W-B100-51-IA-B31-0001 ¦ CCP-W-B000-51-IA-H01-0001 ¦ CCP-W-B000-51-IA-B31-0001 | DCS - POWER DISTRIBUTION DRAWING ¦ [DCS]_HMI Graphic Drawing ¦ DCS HMI Graphic Display Drawing (Block) ¦ DCS HMI Graphic Display Drawing (Common) ¦ Manufacturing Drawing for DCS Cabinet - Marshalling Cabinet ¦ Manufacturing Drawing for DCS Cabinet - Interposing Relay Cabinet ¦ Manufacturing Drawing for DCS Cabinet - Network Panel ¦ Manufacturing Drawing for DCS Cabinet - Power Distribution Panel ¦ Manufacturing Drawing for DCS Cabinet - OPC interface cabinet ¦ Manufacturing Drawing for DCS Cabinet - Controller Cabinet ¦ Manufacturing Drawing for DCS Cabinet - Extended I/O Cabinet ¦ DCS Network and Power Cable connection Drawing ¦ DCS Implemented functional drawing (Block) ¦ DCS Implemented functional drawing (Common) ¦ DCS - HMI GRAPHIC DRAWING (BLOCK) ¦ DCS - IO & MODULE ALLOCATION DRAWING ¦ DCS - HMI GRAPHIC DRAWING (COMMON) | Merged HMI graphic drawing variants; removed block qualifiers and kept as one standard HMI drawing deliverable.
495 | DCS Vendor Document List | DCS HMI Graphic Drawing | 6840 | Muara Tawar | MRT-YR05-P0ZEN-163115 | [DCS(For Block 2, 3&4)] HMI Graphic Drawing | Merged HMI graphic drawing variants; removed block qualifiers and kept as one standard HMI drawing deliverable.
496 | DCS Vendor Document List | DCS HMI Graphic Display | 6841 | Ukudu |  | HMI GRAPHIC DISPLAY_DCS | Kept as separate deliverable type (DISPLAY) because source explicitly uses DISPLAY, not drawing/diagram.
497 | DCS Vendor Document List | DCS System Alarm Diagram | 6993 | Fadhili ¦ Grati ¦ Karabatan ¦ Muara Tawar ¦ Turkistan ¦ Ukudu | T16182-YF02-P0CRV-161102 ¦ T16182-YR04-P0CUQ-161111 ¦ T16182-YB03-P0CRN-161114 ¦ T16182-YD05-P0CRN-161116 ¦ GRT-YD06-P0ZEN-161115 ¦ GRT-MA02-P0ZEN-161121 ¦ GRT-YQ05-P0BYA-165651 ¦ T14211-7300-35-IA-338-005 ¦ T14211-7300-35-IA-320-009 ¦ T14211-7300-35-IA-301-001 ¦ T14211-7300-35-IA-301-002 ¦ MRT-YD06-P2ZEN-161014 ¦ MRT-YD06-P3ZEN-161014 ¦ CCP-W-B100-51-IA-B19-0001 ¦ CCP-W-B000-51-IA-B19-0001 ¦ CCP-W-B000-51-IA-H03-0002 ¦ CCP-W-B089-IA-301-0004 | DCS - LAN CONFIGURATION DIAGRAM ¦ DCS POWER DISTRIBUTION CONCEPT DIAGRAM ¦ DCS - INTERNAL CABLE CONNECTION DIAGRAM ¦ DCS - HMI GRAPHIC DISPLAY DIAGRAM ¦ [DCS]_Equipment Power Distribution Diagram ¦ [DCS]_LAN Configuration Diagram ¦ DCS System Alarm Diagram ¦ DCS Power Distribution Diagrams with Power Consumption & Heat Dissipation ¦ DCS Schematic Diagram ¦ DCS Network Configuration Diagram (Block) ¦ DCS Network Configuration Diagram (Common) ¦ DCS Power Distribution Concept Diagram(For Block 2) ¦ DCS Power Distribution Concept Diagram(For Block 3, 4) ¦ DCS - NETWORK CONFIGURATION DIAGRAM (BLOCK) ¦ DCS - NETWORK CONFIGURATION DIAGRAM (COMMON) ¦ NETWORK CONFIGURATION DIAGRAM_DCS ¦ INTERNAL CABLE CONNECTION DIAGRAM_DCS ¦ DCS POWER DISTRIBUTION DIAGRAMS WITH POWER CONSUMPTION & HEAT DISSIPATION | Single distinct diagram scope (System Alarm) in source.
498 | DCS Vendor Document List | DCS Power Distribution Drawing | 6839 | Fadhili ¦ Grati ¦ Karabatan ¦ Turkistan | T16182-YD00-P0CUQ-161112 ¦ T14211-7300-35-IA-338-006 ¦ T14211-7300-35-IA-338-007 ¦ T14211-7300-35-IA-320-002 ¦ T14211-7300-35-IA-320-003 ¦ T14211-7300-35-IA-320-004 ¦ T14211-7300-35-IA-320-005 ¦ T14211-7300-35-IA-320-006 ¦ T14211-7300-35-IA-320-007 ¦ T14211-7300-35-IA-320-008 ¦ T14211-7300-35-IA-321-001 ¦ T14211-7300-35-IA-315-001 ¦ T14211-7300-35-IA-315-002 ¦ CCP-W-B100-51-IA-B31-0001 ¦ CCP-W-B000-51-IA-H01-0001 ¦ CCP-W-B000-51-IA-B31-0001 | DCS - POWER DISTRIBUTION DRAWING ¦ [DCS]_HMI Graphic Drawing ¦ DCS HMI Graphic Display Drawing (Block) ¦ DCS HMI Graphic Display Drawing (Common) ¦ Manufacturing Drawing for DCS Cabinet - Marshalling Cabinet ¦ Manufacturing Drawing for DCS Cabinet - Interposing Relay Cabinet ¦ Manufacturing Drawing for DCS Cabinet - Network Panel ¦ Manufacturing Drawing for DCS Cabinet - Power Distribution Panel ¦ Manufacturing Drawing for DCS Cabinet - OPC interface cabinet ¦ Manufacturing Drawing for DCS Cabinet - Controller Cabinet ¦ Manufacturing Drawing for DCS Cabinet - Extended I/O Cabinet ¦ DCS Network and Power Cable connection Drawing ¦ DCS Implemented functional drawing (Block) ¦ DCS Implemented functional drawing (Common) ¦ DCS - HMI GRAPHIC DRAWING (BLOCK) ¦ DCS - IO & MODULE ALLOCATION DRAWING ¦ DCS - HMI GRAPHIC DRAWING (COMMON) | Separated drawing deliverable from diagrams because source explicitly states POWER DISTRIBUTION DRAWING.
499 | DCS Vendor Document List | DCS Network and Power Cable Connection Drawing | 6839 | Fadhili ¦ Grati ¦ Karabatan ¦ Turkistan | T16182-YD00-P0CUQ-161112 ¦ T14211-7300-35-IA-338-006 ¦ T14211-7300-35-IA-338-007 ¦ T14211-7300-35-IA-320-002 ¦ T14211-7300-35-IA-320-003 ¦ T14211-7300-35-IA-320-004 ¦ T14211-7300-35-IA-320-005 ¦ T14211-7300-35-IA-320-006 ¦ T14211-7300-35-IA-320-007 ¦ T14211-7300-35-IA-320-008 ¦ T14211-7300-35-IA-321-001 ¦ T14211-7300-35-IA-315-001 ¦ T14211-7300-35-IA-315-002 ¦ CCP-W-B100-51-IA-B31-0001 ¦ CCP-W-B000-51-IA-H01-0001 ¦ CCP-W-B000-51-IA-B31-0001 | DCS - POWER DISTRIBUTION DRAWING ¦ [DCS]_HMI Graphic Drawing ¦ DCS HMI Graphic Display Drawing (Block) ¦ DCS HMI Graphic Display Drawing (Common) ¦ Manufacturing Drawing for DCS Cabinet - Marshalling Cabinet ¦ Manufacturing Drawing for DCS Cabinet - Interposing Relay Cabinet ¦ Manufacturing Drawing for DCS Cabinet - Network Panel ¦ Manufacturing Drawing for DCS Cabinet - Power Distribution Panel ¦ Manufacturing Drawing for DCS Cabinet - OPC interface cabinet ¦ Manufacturing Drawing for DCS Cabinet - Controller Cabinet ¦ Manufacturing Drawing for DCS Cabinet - Extended I/O Cabinet ¦ DCS Network and Power Cable connection Drawing ¦ DCS Implemented functional drawing (Block) ¦ DCS Implemented functional drawing (Common) ¦ DCS - HMI GRAPHIC DRAWING (BLOCK) ¦ DCS - IO & MODULE ALLOCATION DRAWING ¦ DCS - HMI GRAPHIC DRAWING (COMMON) | Distinct connection drawing identified in source titles.
500 | DCS Vendor Document List | DCS Cabinet Manufacturing Drawings | 6839 | Fadhili ¦ Grati ¦ Karabatan ¦ Turkistan | T16182-YD00-P0CUQ-161112 ¦ T14211-7300-35-IA-338-006 ¦ T14211-7300-35-IA-338-007 ¦ T14211-7300-35-IA-320-002 ¦ T14211-7300-35-IA-320-003 ¦ T14211-7300-35-IA-320-004 ¦ T14211-7300-35-IA-320-005 ¦ T14211-7300-35-IA-320-006 ¦ T14211-7300-35-IA-320-007 ¦ T14211-7300-35-IA-320-008 ¦ T14211-7300-35-IA-321-001 ¦ T14211-7300-35-IA-315-001 ¦ T14211-7300-35-IA-315-002 ¦ CCP-W-B100-51-IA-B31-0001 ¦ CCP-W-B000-51-IA-H01-0001 ¦ CCP-W-B000-51-IA-B31-0001 | DCS - POWER DISTRIBUTION DRAWING ¦ [DCS]_HMI Graphic Drawing ¦ DCS HMI Graphic Display Drawing (Block) ¦ DCS HMI Graphic Display Drawing (Common) ¦ Manufacturing Drawing for DCS Cabinet - Marshalling Cabinet ¦ Manufacturing Drawing for DCS Cabinet - Interposing Relay Cabinet ¦ Manufacturing Drawing for DCS Cabinet - Network Panel ¦ Manufacturing Drawing for DCS Cabinet - Power Distribution Panel ¦ Manufacturing Drawing for DCS Cabinet - OPC interface cabinet ¦ Manufacturing Drawing for DCS Cabinet - Controller Cabinet ¦ Manufacturing Drawing for DCS Cabinet - Extended I/O Cabinet ¦ DCS Network and Power Cable connection Drawing ¦ DCS Implemented functional drawing (Block) ¦ DCS Implemented functional drawing (Common) ¦ DCS - HMI GRAPHIC DRAWING (BLOCK) ¦ DCS - IO & MODULE ALLOCATION DRAWING ¦ DCS - HMI GRAPHIC DRAWING (COMMON) | Merged overlapping cabinet manufacturing drawing sets (marshalling, relay, network, PDB, OPC, controller, extended I/O) into one standardized deliverable group.
500 | DCS Vendor Document List | DCS Cabinet Manufacturing Drawings | 6962 | Karabatan | T14211-7300-35-IA-320-002 ¦ T14211-7300-35-IA-320-003 ¦ T14211-7300-35-IA-320-004 ¦ T14211-7300-35-IA-320-005 ¦ T14211-7300-35-IA-320-006 ¦ T14211-7300-35-IA-320-007 ¦ T14211-7300-35-IA-320-008 | Manufacturing Drawing for DCS Cabinet - Marshalling Cabinet ¦ Manufacturing Drawing for DCS Cabinet - Interposing Relay Cabinet ¦ Manufacturing Drawing for DCS Cabinet - Network Panel ¦ Manufacturing Drawing for DCS Cabinet - Power Distribution Panel ¦ Manufacturing Drawing for DCS Cabinet - OPC interface cabinet ¦ Manufacturing Drawing for DCS Cabinet - Controller Cabinet ¦ Manufacturing Drawing for DCS Cabinet - Extended I/O Cabinet | Merged overlapping cabinet manufacturing drawing sets (marshalling, relay, network, PDB, OPC, controller, extended I/O) into one standardized deliverable group.
501 | DCS Vendor Document List | DCS Module Arrangement and Allocation Drawing | 6959 | Karabatan | T14211-7300-35-IA-338-004 | DCS Module Arrangement and Allocation Drawing | Single GA drawing scope from source; kept GA type as-is.
502 | DCS Vendor Document List | DCS I/O Database | 6850 | Fadhili ¦ Turkistan | T16182-YL01-P0CBA-161101 ¦ CCP-W-B000-IA-342-0001 ¦ CCP-W-B100-IA-342-0001 ¦ CCP-W-B000-IA-342-0002 | DCS I/O DATABASE ¦ DCS IO DATABASE (COMMON) ¦ DCS IO DATABASE (BLOCK) ¦ DCS IO DATABASE (DATALINK) | Merged common/block/datalink I/O database variants into one standardized I/O database deliverable.
503 | DCS Vendor Document List | 3rd Party Data-link Interface Signal Database | 6627 | Grati |  | [INC_DCS_IO]_3rd Party Data-link Interface Signal Database | Kept third-party datalink interface as separate database deliverable per explicit source title.
504 | DCS Vendor Document List | DCS I/O & Module Allocation | 6932 | Muara Tawar | MRT-YD07-P2ZEN-163109 | [DCS(For Block 2)] IO & Module Allocation | Merged IO & Module Allocation deliverables across blocks and (V); also linked to allocation drawing evidence in source titles.
504 | DCS Vendor Document List | DCS I/O & Module Allocation | 6933 | Muara Tawar | MRT-YD07-P3ZEN-163109 | [DCS(For Block 3, 4)] IO & Module Allocation | Merged IO & Module Allocation deliverables across blocks and (V); also linked to allocation drawing evidence in source titles.
504 | DCS Vendor Document List | DCS I/O & Module Allocation | 6934 | R&N | SAU4005-G180-C__-&EFP-25020 | DCS(V) - IO & Module Allocation | Merged IO & Module Allocation deliverables across blocks and (V); also linked to allocation drawing evidence in source titles.
504 | DCS Vendor Document List | DCS I/O & Module Allocation | 6858 | Ukudu |  | I/O & MODULE ALLOCATION_DCS | Merged IO & Module Allocation deliverables across blocks and (V); also linked to allocation drawing evidence in source titles.
504 | DCS Vendor Document List | DCS I/O & Module Allocation | 6839 | Fadhili ¦ Grati ¦ Karabatan ¦ Turkistan | T16182-YD00-P0CUQ-161112 ¦ T14211-7300-35-IA-338-006 ¦ T14211-7300-35-IA-338-007 ¦ T14211-7300-35-IA-320-002 ¦ T14211-7300-35-IA-320-003 ¦ T14211-7300-35-IA-320-004 ¦ T14211-7300-35-IA-320-005 ¦ T14211-7300-35-IA-320-006 ¦ T14211-7300-35-IA-320-007 ¦ T14211-7300-35-IA-320-008 ¦ T14211-7300-35-IA-321-001 ¦ T14211-7300-35-IA-315-001 ¦ T14211-7300-35-IA-315-002 ¦ CCP-W-B100-51-IA-B31-0001 ¦ CCP-W-B000-51-IA-H01-0001 ¦ CCP-W-B000-51-IA-B31-0001 | DCS - POWER DISTRIBUTION DRAWING ¦ [DCS]_HMI Graphic Drawing ¦ DCS HMI Graphic Display Drawing (Block) ¦ DCS HMI Graphic Display Drawing (Common) ¦ Manufacturing Drawing for DCS Cabinet - Marshalling Cabinet ¦ Manufacturing Drawing for DCS Cabinet - Interposing Relay Cabinet ¦ Manufacturing Drawing for DCS Cabinet - Network Panel ¦ Manufacturing Drawing for DCS Cabinet - Power Distribution Panel ¦ Manufacturing Drawing for DCS Cabinet - OPC interface cabinet ¦ Manufacturing Drawing for DCS Cabinet - Controller Cabinet ¦ Manufacturing Drawing for DCS Cabinet - Extended I/O Cabinet ¦ DCS Network and Power Cable connection Drawing ¦ DCS Implemented functional drawing (Block) ¦ DCS Implemented functional drawing (Common) ¦ DCS - HMI GRAPHIC DRAWING (BLOCK) ¦ DCS - IO & MODULE ALLOCATION DRAWING ¦ DCS - HMI GRAPHIC DRAWING (COMMON) | Merged IO & Module Allocation deliverables across blocks and (V); also linked to allocation drawing evidence in source titles.
505 | DCS Vendor Document List | DCS CCR Emergency Push Button Specification & Drawing | 6660 | Muara Tawar | MRT-CV03-P0ZEN-163107 | [DCS(For Block 2,3&4)] Specification & Drawing for CCR Emergency Push Button | Kept combined spec & drawing wording because source provides them together as one deliverable title.
506 | DCS Vendor Document List | DCS Large Screen Display Specification & Drawings | 6947 | Muara Tawar | MRT-CV03-P3ZEN-163118 | [DCS(For Block 3, 4)] Specification & Drawings for Large Screen Display | Kept combined specification & drawings as one deliverable because source provides combined wording.
507 | DCS Vendor Document List | DCS Console / Computer / Printer Desk Outline & Detail Drawing | 6994 | Muara Tawar | MRT-YR05-P2ZEN-163110 ¦ MRT-YR05-P2ZEN-163111 ¦ MRT-YR05-P2ZEN-163112 ¦ MRT-YR05-P2ZEN-163113 ¦ MRT-YR05-P2ZEN-163114 | [DCS(For Block 2)] Outline & Detail Drawing for Console, Computer, Printer Desk ¦ [DCS(For Block 2)] Outline & Detail Drawing for Network Cabinet ¦ [DCS(For Block 2)] Outline & Detail Drawing for Marshalling and Relay Cabinet ¦ [DCS(For Block 2)] Outline & Detail Drawing for Power Distribution Cabinet ¦ [DCS(For Block 2)] Outline & Detail Drawing for System Cabinet | Merged same deliverable across blocks and projects; standardized title and removed block qualifiers. Split cabinet-specific drawings from the generic 'DCS Detail Drawing' rows.
507 | DCS Vendor Document List | DCS Console / Computer / Printer Desk Outline & Detail Drawing | 6995 | Muara Tawar | MRT-YR05-P3ZEN-163110 ¦ MRT-YR05-P3ZEN-163111 ¦ MRT-YR05-P3ZEN-163112 ¦ MRT-YR05-P3ZEN-163113 ¦ MRT-YR05-P3ZEN-163114 | [DCS(For Block 3&4)] Outline & Detail Drawing for Console, Computer, Printer Desk ¦ [DCS(For Block 3&4)] Outline & Detail Drawing for Network Cabinet ¦ [DCS(For Block 3&4)] Outline & Detail Drawing for Marshalling and Relay Cabinet ¦ [DCS(For Block 3&4)] Outline & Detail Drawing for Power Distribution Cabinet ¦ [DCS(For Block 3&4)] Outline & Detail Drawing for System Cabinet | Merged same deliverable across blocks and projects; standardized title and removed block qualifiers. Split cabinet-specific drawings from the generic 'DCS Detail Drawing' rows.
507 | DCS Vendor Document List | DCS Console / Computer / Printer Desk Outline & Detail Drawing | 7113 | R&N | SAU4005-G180-C__-&ELU-25011 ¦ SAU4005-G180-C__-&ELU-25012 ¦ SAU4005-G180-C__-&ELU-25013 ¦ SAU4005-G180-C__-&ELU-25014 ¦ SAU4005-G180-C__-&ELU-25015 ¦ SAU4005-G180-C__-&ELU-25016 ¦ SAU4005-G180-C__-&ELU-25017 ¦ SAU4005-G180-C__-&ELU-25018 | DCS(V) - Typical Outline Drawing for Cabinet ¦ DCS(V) - Outline & Detail Drawing for System and Marshalling Cabinet ¦ DCS(V) - Outline & Detail Drawing for LAN/Server Cabinet ¦ DCS(V) - Outline & Detail Drawing for Power Distribution Cabinet ¦ DCS(V) - Outline & Detail Drawing for Relay Cabinet ¦ DCS(V) - Outline & Detail Drawing for Console Desk with EPB Station ¦ DCS(V) - Outline & Detail Drawing for Provision Cabinet ¦ DCS(V) - Outline & Detail Drawing for Safety Related System Cabinet | Merged same deliverable across blocks and projects; standardized title and removed block qualifiers. Split cabinet-specific drawings from the generic 'DCS Detail Drawing' rows.
507 | DCS Vendor Document List | DCS Console / Computer / Printer Desk Outline & Detail Drawing | 7118 | Fadhili ¦ Grati ¦ Turkistan ¦ Ukudu | T16182-YR05-P0CWQ-161141 ¦ T16182-YR05-P0CWQ-161142 ¦ T16182-YR05-P0CWQ-161143 ¦ T16182-YR05-P0CWQ-161146 ¦ T16182-YR05-P0CWQ-161147 ¦ GRT-YR05-P0ZEN-161131 ¦ GRT-YR05-P0ZEN-161132 ¦ GRT-YR05-P0ZEN-161133 ¦ GRT-YR05-P0ZEN-161134 ¦ GRT-YR05-P0ZEN-161135 ¦ GRT-YR05-P0ZEN-161136 ¦ GRT-YR05-P0BYA-165650 ¦ GRT-YR05-P0BYA-165647 ¦ GRT-YR05-P0BYA-165648 ¦ GRT-YR05-P0BYA-165649 ¦ CCP-W-B000-51-IA-H05-0006 ¦ CCP-W-B000-51-IA-H05-0004 ¦ CCP-W-B000-51-IA-H05-0002 ¦ CCP-W-B000-51-IA-H05-0005 ¦ CCP-W-B000-51-IA-H05-0001 | DCS - OUTLINE & DETAIL DRAWING FOR DCS SYSTEM CABINET ¦ DCS - OUTLINE & DETAIL DRAWING FOR LAN/SERVER CABINET ¦ DCS - OUTLINE & DETAIL DRAWING FOR MARSHALLING CABINET ¦ DCS - OUTLINE & DETAIL DRAWING FOR DCS CONSOLE & DESK ¦ DCS - OUTLINE & DETAIL DRAWING FOR DCS POWER DISTRIBUTION CABINET ¦ [DCS]_Outline & Detail Drawing for Console desk & Computer desk & Printer desk ¦ [DCS]_Outline & Detail Drawing for LAN Cabinet ¦ [DCS]_Outline & Detail Drawing for Power Distribution Cabinet ¦ [DCS]_Outline & Detail Drawing for System & Marshalling Cabinet ¦ [DCS]_Outline & Detail Drawing for Relay Cabinet ¦ [DCS]_Outline & Detail Drawing for Safety Related System Panel ¦ DCS Outline Drawing of SRS ¦ DCS Outline Drawing of DAS ¦ DCS Outline Drawing of GTC ¦ DCS Outline Drawing of GWC ¦ DCS - OUTLINE & DETAIL DRAWING FOR SAFETY RELATED SYSTEM CABINET ¦ DCS - OUTLINE & DETAIL DRAWING FOR NETWORK CABINET ¦ DCS - Outline & Detail drawing for SYSTEM AND MARSHALLING CABINET ¦ DCS - OUTLINE & DETAIL DRAWING FOR POWER DISTRIBUTION CABINET ¦ DCS - OUTLINE & DETAIL DRAWING FOR CONSOLE DESK & PRINTER DESK ¦ OUTLINE & DETAIL DRAWING_CONSOLE & DESK_DCS ¦ OUTLINE & DETAIL DRAWING_NETWORK CABINET_DCS ¦ OUTLINE & DETAIL DRAWING_CABINET TYPICAL_DCS ¦ OUTLINE & DETAIL DRAWING_MARSHALLING CABINET_DCS ¦ OUTLINE & DETAIL DRAWING_POWER DISTRIBUTION CABINET_DCS ¦ OUTLINE & DETAIL DRAWING_INTERPOSING RELAY CABINET_DCS ¦ OUTLINE & DETAIL DRAWING_SYSTEM CABINET_DCS | Merged same deliverable across blocks and projects; standardized title and removed block qualifiers. Split cabinet-specific drawings from the generic 'DCS Detail Drawing' rows.
508 | DCS Vendor Document List | DCS Network Cabinet Outline & Detail Drawing | 6994 | Muara Tawar | MRT-YR05-P2ZEN-163110 ¦ MRT-YR05-P2ZEN-163111 ¦ MRT-YR05-P2ZEN-163112 ¦ MRT-YR05-P2ZEN-163113 ¦ MRT-YR05-P2ZEN-163114 | [DCS(For Block 2)] Outline & Detail Drawing for Console, Computer, Printer Desk ¦ [DCS(For Block 2)] Outline & Detail Drawing for Network Cabinet ¦ [DCS(For Block 2)] Outline & Detail Drawing for Marshalling and Relay Cabinet ¦ [DCS(For Block 2)] Outline & Detail Drawing for Power Distribution Cabinet ¦ [DCS(For Block 2)] Outline & Detail Drawing for System Cabinet | Merged network cabinet outline/detail drawings across blocks; separated from other cabinet drawings.
508 | DCS Vendor Document List | DCS Network Cabinet Outline & Detail Drawing | 6995 | Muara Tawar | MRT-YR05-P3ZEN-163110 ¦ MRT-YR05-P3ZEN-163111 ¦ MRT-YR05-P3ZEN-163112 ¦ MRT-YR05-P3ZEN-163113 ¦ MRT-YR05-P3ZEN-163114 | [DCS(For Block 3&4)] Outline & Detail Drawing for Console, Computer, Printer Desk ¦ [DCS(For Block 3&4)] Outline & Detail Drawing for Network Cabinet ¦ [DCS(For Block 3&4)] Outline & Detail Drawing for Marshalling and Relay Cabinet ¦ [DCS(For Block 3&4)] Outline & Detail Drawing for Power Distribution Cabinet ¦ [DCS(For Block 3&4)] Outline & Detail Drawing for System Cabinet | Merged network cabinet outline/detail drawings across blocks; separated from other cabinet drawings.
508 | DCS Vendor Document List | DCS Network Cabinet Outline & Detail Drawing | 7118 | Fadhili ¦ Grati ¦ Turkistan ¦ Ukudu | T16182-YR05-P0CWQ-161141 ¦ T16182-YR05-P0CWQ-161142 ¦ T16182-YR05-P0CWQ-161143 ¦ T16182-YR05-P0CWQ-161146 ¦ T16182-YR05-P0CWQ-161147 ¦ GRT-YR05-P0ZEN-161131 ¦ GRT-YR05-P0ZEN-161132 ¦ GRT-YR05-P0ZEN-161133 ¦ GRT-YR05-P0ZEN-161134 ¦ GRT-YR05-P0ZEN-161135 ¦ GRT-YR05-P0ZEN-161136 ¦ GRT-YR05-P0BYA-165650 ¦ GRT-YR05-P0BYA-165647 ¦ GRT-YR05-P0BYA-165648 ¦ GRT-YR05-P0BYA-165649 ¦ CCP-W-B000-51-IA-H05-0006 ¦ CCP-W-B000-51-IA-H05-0004 ¦ CCP-W-B000-51-IA-H05-0002 ¦ CCP-W-B000-51-IA-H05-0005 ¦ CCP-W-B000-51-IA-H05-0001 | DCS - OUTLINE & DETAIL DRAWING FOR DCS SYSTEM CABINET ¦ DCS - OUTLINE & DETAIL DRAWING FOR LAN/SERVER CABINET ¦ DCS - OUTLINE & DETAIL DRAWING FOR MARSHALLING CABINET ¦ DCS - OUTLINE & DETAIL DRAWING FOR DCS CONSOLE & DESK ¦ DCS - OUTLINE & DETAIL DRAWING FOR DCS POWER DISTRIBUTION CABINET ¦ [DCS]_Outline & Detail Drawing for Console desk & Computer desk & Printer desk ¦ [DCS]_Outline & Detail Drawing for LAN Cabinet ¦ [DCS]_Outline & Detail Drawing for Power Distribution Cabinet ¦ [DCS]_Outline & Detail Drawing for System & Marshalling Cabinet ¦ [DCS]_Outline & Detail Drawing for Relay Cabinet ¦ [DCS]_Outline & Detail Drawing for Safety Related System Panel ¦ DCS Outline Drawing of SRS ¦ DCS Outline Drawing of DAS ¦ DCS Outline Drawing of GTC ¦ DCS Outline Drawing of GWC ¦ DCS - OUTLINE & DETAIL DRAWING FOR SAFETY RELATED SYSTEM CABINET ¦ DCS - OUTLINE & DETAIL DRAWING FOR NETWORK CABINET ¦ DCS - Outline & Detail drawing for SYSTEM AND MARSHALLING CABINET ¦ DCS - OUTLINE & DETAIL DRAWING FOR POWER DISTRIBUTION CABINET ¦ DCS - OUTLINE & DETAIL DRAWING FOR CONSOLE DESK & PRINTER DESK ¦ OUTLINE & DETAIL DRAWING_CONSOLE & DESK_DCS ¦ OUTLINE & DETAIL DRAWING_NETWORK CABINET_DCS ¦ OUTLINE & DETAIL DRAWING_CABINET TYPICAL_DCS ¦ OUTLINE & DETAIL DRAWING_MARSHALLING CABINET_DCS ¦ OUTLINE & DETAIL DRAWING_POWER DISTRIBUTION CABINET_DCS ¦ OUTLINE & DETAIL DRAWING_INTERPOSING RELAY CABINET_DCS ¦ OUTLINE & DETAIL DRAWING_SYSTEM CABINET_DCS | Merged network cabinet outline/detail drawings across blocks; separated from other cabinet drawings.
509 | DCS Vendor Document List | DCS LAN/Server Cabinet Outline & Detail Drawing | 7113 | R&N | SAU4005-G180-C__-&ELU-25011 ¦ SAU4005-G180-C__-&ELU-25012 ¦ SAU4005-G180-C__-&ELU-25013 ¦ SAU4005-G180-C__-&ELU-25014 ¦ SAU4005-G180-C__-&ELU-25015 ¦ SAU4005-G180-C__-&ELU-25016 ¦ SAU4005-G180-C__-&ELU-25017 ¦ SAU4005-G180-C__-&ELU-25018 | DCS(V) - Typical Outline Drawing for Cabinet ¦ DCS(V) - Outline & Detail Drawing for System and Marshalling Cabinet ¦ DCS(V) - Outline & Detail Drawing for LAN/Server Cabinet ¦ DCS(V) - Outline & Detail Drawing for Power Distribution Cabinet ¦ DCS(V) - Outline & Detail Drawing for Relay Cabinet ¦ DCS(V) - Outline & Detail Drawing for Console Desk with EPB Station ¦ DCS(V) - Outline & Detail Drawing for Provision Cabinet ¦ DCS(V) - Outline & Detail Drawing for Safety Related System Cabinet | Kept as distinct from Network Cabinet because source explicitly calls out LAN/Server cabinet.
509 | DCS Vendor Document List | DCS LAN/Server Cabinet Outline & Detail Drawing | 7118 | Fadhili ¦ Grati ¦ Turkistan ¦ Ukudu | T16182-YR05-P0CWQ-161141 ¦ T16182-YR05-P0CWQ-161142 ¦ T16182-YR05-P0CWQ-161143 ¦ T16182-YR05-P0CWQ-161146 ¦ T16182-YR05-P0CWQ-161147 ¦ GRT-YR05-P0ZEN-161131 ¦ GRT-YR05-P0ZEN-161132 ¦ GRT-YR05-P0ZEN-161133 ¦ GRT-YR05-P0ZEN-161134 ¦ GRT-YR05-P0ZEN-161135 ¦ GRT-YR05-P0ZEN-161136 ¦ GRT-YR05-P0BYA-165650 ¦ GRT-YR05-P0BYA-165647 ¦ GRT-YR05-P0BYA-165648 ¦ GRT-YR05-P0BYA-165649 ¦ CCP-W-B000-51-IA-H05-0006 ¦ CCP-W-B000-51-IA-H05-0004 ¦ CCP-W-B000-51-IA-H05-0002 ¦ CCP-W-B000-51-IA-H05-0005 ¦ CCP-W-B000-51-IA-H05-0001 | DCS - OUTLINE & DETAIL DRAWING FOR DCS SYSTEM CABINET ¦ DCS - OUTLINE & DETAIL DRAWING FOR LAN/SERVER CABINET ¦ DCS - OUTLINE & DETAIL DRAWING FOR MARSHALLING CABINET ¦ DCS - OUTLINE & DETAIL DRAWING FOR DCS CONSOLE & DESK ¦ DCS - OUTLINE & DETAIL DRAWING FOR DCS POWER DISTRIBUTION CABINET ¦ [DCS]_Outline & Detail Drawing for Console desk & Computer desk & Printer desk ¦ [DCS]_Outline & Detail Drawing for LAN Cabinet ¦ [DCS]_Outline & Detail Drawing for Power Distribution Cabinet ¦ [DCS]_Outline & Detail Drawing for System & Marshalling Cabinet ¦ [DCS]_Outline & Detail Drawing for Relay Cabinet ¦ [DCS]_Outline & Detail Drawing for Safety Related System Panel ¦ DCS Outline Drawing of SRS ¦ DCS Outline Drawing of DAS ¦ DCS Outline Drawing of GTC ¦ DCS Outline Drawing of GWC ¦ DCS - OUTLINE & DETAIL DRAWING FOR SAFETY RELATED SYSTEM CABINET ¦ DCS - OUTLINE & DETAIL DRAWING FOR NETWORK CABINET ¦ DCS - Outline & Detail drawing for SYSTEM AND MARSHALLING CABINET ¦ DCS - OUTLINE & DETAIL DRAWING FOR POWER DISTRIBUTION CABINET ¦ DCS - OUTLINE & DETAIL DRAWING FOR CONSOLE DESK & PRINTER DESK ¦ OUTLINE & DETAIL DRAWING_CONSOLE & DESK_DCS ¦ OUTLINE & DETAIL DRAWING_NETWORK CABINET_DCS ¦ OUTLINE & DETAIL DRAWING_CABINET TYPICAL_DCS ¦ OUTLINE & DETAIL DRAWING_MARSHALLING CABINET_DCS ¦ OUTLINE & DETAIL DRAWING_POWER DISTRIBUTION CABINET_DCS ¦ OUTLINE & DETAIL DRAWING_INTERPOSING RELAY CABINET_DCS ¦ OUTLINE & DETAIL DRAWING_SYSTEM CABINET_DCS | Kept as distinct from Network Cabinet because source explicitly calls out LAN/Server cabinet.
510 | DCS Vendor Document List | DCS System Cabinet Outline & Detail Drawing | 6994 | Muara Tawar | MRT-YR05-P2ZEN-163110 ¦ MRT-YR05-P2ZEN-163111 ¦ MRT-YR05-P2ZEN-163112 ¦ MRT-YR05-P2ZEN-163113 ¦ MRT-YR05-P2ZEN-163114 | [DCS(For Block 2)] Outline & Detail Drawing for Console, Computer, Printer Desk ¦ [DCS(For Block 2)] Outline & Detail Drawing for Network Cabinet ¦ [DCS(For Block 2)] Outline & Detail Drawing for Marshalling and Relay Cabinet ¦ [DCS(For Block 2)] Outline & Detail Drawing for Power Distribution Cabinet ¦ [DCS(For Block 2)] Outline & Detail Drawing for System Cabinet | Merged identical system-cabinet outline/detail drawings across blocks and projects.
510 | DCS Vendor Document List | DCS System Cabinet Outline & Detail Drawing | 6995 | Muara Tawar | MRT-YR05-P3ZEN-163110 ¦ MRT-YR05-P3ZEN-163111 ¦ MRT-YR05-P3ZEN-163112 ¦ MRT-YR05-P3ZEN-163113 ¦ MRT-YR05-P3ZEN-163114 | [DCS(For Block 3&4)] Outline & Detail Drawing for Console, Computer, Printer Desk ¦ [DCS(For Block 3&4)] Outline & Detail Drawing for Network Cabinet ¦ [DCS(For Block 3&4)] Outline & Detail Drawing for Marshalling and Relay Cabinet ¦ [DCS(For Block 3&4)] Outline & Detail Drawing for Power Distribution Cabinet ¦ [DCS(For Block 3&4)] Outline & Detail Drawing for System Cabinet | Merged identical system-cabinet outline/detail drawings across blocks and projects.
510 | DCS Vendor Document List | DCS System Cabinet Outline & Detail Drawing | 7118 | Fadhili ¦ Grati ¦ Turkistan ¦ Ukudu | T16182-YR05-P0CWQ-161141 ¦ T16182-YR05-P0CWQ-161142 ¦ T16182-YR05-P0CWQ-161143 ¦ T16182-YR05-P0CWQ-161146 ¦ T16182-YR05-P0CWQ-161147 ¦ GRT-YR05-P0ZEN-161131 ¦ GRT-YR05-P0ZEN-161132 ¦ GRT-YR05-P0ZEN-161133 ¦ GRT-YR05-P0ZEN-161134 ¦ GRT-YR05-P0ZEN-161135 ¦ GRT-YR05-P0ZEN-161136 ¦ GRT-YR05-P0BYA-165650 ¦ GRT-YR05-P0BYA-165647 ¦ GRT-YR05-P0BYA-165648 ¦ GRT-YR05-P0BYA-165649 ¦ CCP-W-B000-51-IA-H05-0006 ¦ CCP-W-B000-51-IA-H05-0004 ¦ CCP-W-B000-51-IA-H05-0002 ¦ CCP-W-B000-51-IA-H05-0005 ¦ CCP-W-B000-51-IA-H05-0001 | DCS - OUTLINE & DETAIL DRAWING FOR DCS SYSTEM CABINET ¦ DCS - OUTLINE & DETAIL DRAWING FOR LAN/SERVER CABINET ¦ DCS - OUTLINE & DETAIL DRAWING FOR MARSHALLING CABINET ¦ DCS - OUTLINE & DETAIL DRAWING FOR DCS CONSOLE & DESK ¦ DCS - OUTLINE & DETAIL DRAWING FOR DCS POWER DISTRIBUTION CABINET ¦ [DCS]_Outline & Detail Drawing for Console desk & Computer desk & Printer desk ¦ [DCS]_Outline & Detail Drawing for LAN Cabinet ¦ [DCS]_Outline & Detail Drawing for Power Distribution Cabinet ¦ [DCS]_Outline & Detail Drawing for System & Marshalling Cabinet ¦ [DCS]_Outline & Detail Drawing for Relay Cabinet ¦ [DCS]_Outline & Detail Drawing for Safety Related System Panel ¦ DCS Outline Drawing of SRS ¦ DCS Outline Drawing of DAS ¦ DCS Outline Drawing of GTC ¦ DCS Outline Drawing of GWC ¦ DCS - OUTLINE & DETAIL DRAWING FOR SAFETY RELATED SYSTEM CABINET ¦ DCS - OUTLINE & DETAIL DRAWING FOR NETWORK CABINET ¦ DCS - Outline & Detail drawing for SYSTEM AND MARSHALLING CABINET ¦ DCS - OUTLINE & DETAIL DRAWING FOR POWER DISTRIBUTION CABINET ¦ DCS - OUTLINE & DETAIL DRAWING FOR CONSOLE DESK & PRINTER DESK ¦ OUTLINE & DETAIL DRAWING_CONSOLE & DESK_DCS ¦ OUTLINE & DETAIL DRAWING_NETWORK CABINET_DCS ¦ OUTLINE & DETAIL DRAWING_CABINET TYPICAL_DCS ¦ OUTLINE & DETAIL DRAWING_MARSHALLING CABINET_DCS ¦ OUTLINE & DETAIL DRAWING_POWER DISTRIBUTION CABINET_DCS ¦ OUTLINE & DETAIL DRAWING_INTERPOSING RELAY CABINET_DCS ¦ OUTLINE & DETAIL DRAWING_SYSTEM CABINET_DCS | Merged identical system-cabinet outline/detail drawings across blocks and projects.
511 | DCS Vendor Document List | DCS Marshalling Cabinet Outline & Detail Drawing | 6994 | Muara Tawar | MRT-YR05-P2ZEN-163110 ¦ MRT-YR05-P2ZEN-163111 ¦ MRT-YR05-P2ZEN-163112 ¦ MRT-YR05-P2ZEN-163113 ¦ MRT-YR05-P2ZEN-163114 | [DCS(For Block 2)] Outline & Detail Drawing for Console, Computer, Printer Desk ¦ [DCS(For Block 2)] Outline & Detail Drawing for Network Cabinet ¦ [DCS(For Block 2)] Outline & Detail Drawing for Marshalling and Relay Cabinet ¦ [DCS(For Block 2)] Outline & Detail Drawing for Power Distribution Cabinet ¦ [DCS(For Block 2)] Outline & Detail Drawing for System Cabinet | Maintained separate marshalling cabinet deliverable per source titles.
511 | DCS Vendor Document List | DCS Marshalling Cabinet Outline & Detail Drawing | 6995 | Muara Tawar | MRT-YR05-P3ZEN-163110 ¦ MRT-YR05-P3ZEN-163111 ¦ MRT-YR05-P3ZEN-163112 ¦ MRT-YR05-P3ZEN-163113 ¦ MRT-YR05-P3ZEN-163114 | [DCS(For Block 3&4)] Outline & Detail Drawing for Console, Computer, Printer Desk ¦ [DCS(For Block 3&4)] Outline & Detail Drawing for Network Cabinet ¦ [DCS(For Block 3&4)] Outline & Detail Drawing for Marshalling and Relay Cabinet ¦ [DCS(For Block 3&4)] Outline & Detail Drawing for Power Distribution Cabinet ¦ [DCS(For Block 3&4)] Outline & Detail Drawing for System Cabinet | Maintained separate marshalling cabinet deliverable per source titles.
511 | DCS Vendor Document List | DCS Marshalling Cabinet Outline & Detail Drawing | 7118 | Fadhili ¦ Grati ¦ Turkistan ¦ Ukudu | T16182-YR05-P0CWQ-161141 ¦ T16182-YR05-P0CWQ-161142 ¦ T16182-YR05-P0CWQ-161143 ¦ T16182-YR05-P0CWQ-161146 ¦ T16182-YR05-P0CWQ-161147 ¦ GRT-YR05-P0ZEN-161131 ¦ GRT-YR05-P0ZEN-161132 ¦ GRT-YR05-P0ZEN-161133 ¦ GRT-YR05-P0ZEN-161134 ¦ GRT-YR05-P0ZEN-161135 ¦ GRT-YR05-P0ZEN-161136 ¦ GRT-YR05-P0BYA-165650 ¦ GRT-YR05-P0BYA-165647 ¦ GRT-YR05-P0BYA-165648 ¦ GRT-YR05-P0BYA-165649 ¦ CCP-W-B000-51-IA-H05-0006 ¦ CCP-W-B000-51-IA-H05-0004 ¦ CCP-W-B000-51-IA-H05-0002 ¦ CCP-W-B000-51-IA-H05-0005 ¦ CCP-W-B000-51-IA-H05-0001 | DCS - OUTLINE & DETAIL DRAWING FOR DCS SYSTEM CABINET ¦ DCS - OUTLINE & DETAIL DRAWING FOR LAN/SERVER CABINET ¦ DCS - OUTLINE & DETAIL DRAWING FOR MARSHALLING CABINET ¦ DCS - OUTLINE & DETAIL DRAWING FOR DCS CONSOLE & DESK ¦ DCS - OUTLINE & DETAIL DRAWING FOR DCS POWER DISTRIBUTION CABINET ¦ [DCS]_Outline & Detail Drawing for Console desk & Computer desk & Printer desk ¦ [DCS]_Outline & Detail Drawing for LAN Cabinet ¦ [DCS]_Outline & Detail Drawing for Power Distribution Cabinet ¦ [DCS]_Outline & Detail Drawing for System & Marshalling Cabinet ¦ [DCS]_Outline & Detail Drawing for Relay Cabinet ¦ [DCS]_Outline & Detail Drawing for Safety Related System Panel ¦ DCS Outline Drawing of SRS ¦ DCS Outline Drawing of DAS ¦ DCS Outline Drawing of GTC ¦ DCS Outline Drawing of GWC ¦ DCS - OUTLINE & DETAIL DRAWING FOR SAFETY RELATED SYSTEM CABINET ¦ DCS - OUTLINE & DETAIL DRAWING FOR NETWORK CABINET ¦ DCS - Outline & Detail drawing for SYSTEM AND MARSHALLING CABINET ¦ DCS - OUTLINE & DETAIL DRAWING FOR POWER DISTRIBUTION CABINET ¦ DCS - OUTLINE & DETAIL DRAWING FOR CONSOLE DESK & PRINTER DESK ¦ OUTLINE & DETAIL DRAWING_CONSOLE & DESK_DCS ¦ OUTLINE & DETAIL DRAWING_NETWORK CABINET_DCS ¦ OUTLINE & DETAIL DRAWING_CABINET TYPICAL_DCS ¦ OUTLINE & DETAIL DRAWING_MARSHALLING CABINET_DCS ¦ OUTLINE & DETAIL DRAWING_POWER DISTRIBUTION CABINET_DCS ¦ OUTLINE & DETAIL DRAWING_INTERPOSING RELAY CABINET_DCS ¦ OUTLINE & DETAIL DRAWING_SYSTEM CABINET_DCS | Maintained separate marshalling cabinet deliverable per source titles.
512 | DCS Vendor Document List | DCS System & Marshalling Cabinet Outline & Detail Drawing | 7113 | R&N | SAU4005-G180-C__-&ELU-25011 ¦ SAU4005-G180-C__-&ELU-25012 ¦ SAU4005-G180-C__-&ELU-25013 ¦ SAU4005-G180-C__-&ELU-25014 ¦ SAU4005-G180-C__-&ELU-25015 ¦ SAU4005-G180-C__-&ELU-25016 ¦ SAU4005-G180-C__-&ELU-25017 ¦ SAU4005-G180-C__-&ELU-25018 | DCS(V) - Typical Outline Drawing for Cabinet ¦ DCS(V) - Outline & Detail Drawing for System and Marshalling Cabinet ¦ DCS(V) - Outline & Detail Drawing for LAN/Server Cabinet ¦ DCS(V) - Outline & Detail Drawing for Power Distribution Cabinet ¦ DCS(V) - Outline & Detail Drawing for Relay Cabinet ¦ DCS(V) - Outline & Detail Drawing for Console Desk with EPB Station ¦ DCS(V) - Outline & Detail Drawing for Provision Cabinet ¦ DCS(V) - Outline & Detail Drawing for Safety Related System Cabinet | Kept combined 'System and Marshalling Cabinet' drawing as separate deliverable because source explicitly combines these in one conventional cabinet arrangement.
512 | DCS Vendor Document List | DCS System & Marshalling Cabinet Outline & Detail Drawing | 7118 | Fadhili ¦ Grati ¦ Turkistan ¦ Ukudu | T16182-YR05-P0CWQ-161141 ¦ T16182-YR05-P0CWQ-161142 ¦ T16182-YR05-P0CWQ-161143 ¦ T16182-YR05-P0CWQ-161146 ¦ T16182-YR05-P0CWQ-161147 ¦ GRT-YR05-P0ZEN-161131 ¦ GRT-YR05-P0ZEN-161132 ¦ GRT-YR05-P0ZEN-161133 ¦ GRT-YR05-P0ZEN-161134 ¦ GRT-YR05-P0ZEN-161135 ¦ GRT-YR05-P0ZEN-161136 ¦ GRT-YR05-P0BYA-165650 ¦ GRT-YR05-P0BYA-165647 ¦ GRT-YR05-P0BYA-165648 ¦ GRT-YR05-P0BYA-165649 ¦ CCP-W-B000-51-IA-H05-0006 ¦ CCP-W-B000-51-IA-H05-0004 ¦ CCP-W-B000-51-IA-H05-0002 ¦ CCP-W-B000-51-IA-H05-0005 ¦ CCP-W-B000-51-IA-H05-0001 | DCS - OUTLINE & DETAIL DRAWING FOR DCS SYSTEM CABINET ¦ DCS - OUTLINE & DETAIL DRAWING FOR LAN/SERVER CABINET ¦ DCS - OUTLINE & DETAIL DRAWING FOR MARSHALLING CABINET ¦ DCS - OUTLINE & DETAIL DRAWING FOR DCS CONSOLE & DESK ¦ DCS - OUTLINE & DETAIL DRAWING FOR DCS POWER DISTRIBUTION CABINET ¦ [DCS]_Outline & Detail Drawing for Console desk & Computer desk & Printer desk ¦ [DCS]_Outline & Detail Drawing for LAN Cabinet ¦ [DCS]_Outline & Detail Drawing for Power Distribution Cabinet ¦ [DCS]_Outline & Detail Drawing for System & Marshalling Cabinet ¦ [DCS]_Outline & Detail Drawing for Relay Cabinet ¦ [DCS]_Outline & Detail Drawing for Safety Related System Panel ¦ DCS Outline Drawing of SRS ¦ DCS Outline Drawing of DAS ¦ DCS Outline Drawing of GTC ¦ DCS Outline Drawing of GWC ¦ DCS - OUTLINE & DETAIL DRAWING FOR SAFETY RELATED SYSTEM CABINET ¦ DCS - OUTLINE & DETAIL DRAWING FOR NETWORK CABINET ¦ DCS - Outline & Detail drawing for SYSTEM AND MARSHALLING CABINET ¦ DCS - OUTLINE & DETAIL DRAWING FOR POWER DISTRIBUTION CABINET ¦ DCS - OUTLINE & DETAIL DRAWING FOR CONSOLE DESK & PRINTER DESK ¦ OUTLINE & DETAIL DRAWING_CONSOLE & DESK_DCS ¦ OUTLINE & DETAIL DRAWING_NETWORK CABINET_DCS ¦ OUTLINE & DETAIL DRAWING_CABINET TYPICAL_DCS ¦ OUTLINE & DETAIL DRAWING_MARSHALLING CABINET_DCS ¦ OUTLINE & DETAIL DRAWING_POWER DISTRIBUTION CABINET_DCS ¦ OUTLINE & DETAIL DRAWING_INTERPOSING RELAY CABINET_DCS ¦ OUTLINE & DETAIL DRAWING_SYSTEM CABINET_DCS | Kept combined 'System and Marshalling Cabinet' drawing as separate deliverable because source explicitly combines these in one conventional cabinet arrangement.
513 | DCS Vendor Document List | DCS Relay Cabinet Outline & Detail Drawing | 6994 | Muara Tawar | MRT-YR05-P2ZEN-163110 ¦ MRT-YR05-P2ZEN-163111 ¦ MRT-YR05-P2ZEN-163112 ¦ MRT-YR05-P2ZEN-163113 ¦ MRT-YR05-P2ZEN-163114 | [DCS(For Block 2)] Outline & Detail Drawing for Console, Computer, Printer Desk ¦ [DCS(For Block 2)] Outline & Detail Drawing for Network Cabinet ¦ [DCS(For Block 2)] Outline & Detail Drawing for Marshalling and Relay Cabinet ¦ [DCS(For Block 2)] Outline & Detail Drawing for Power Distribution Cabinet ¦ [DCS(For Block 2)] Outline & Detail Drawing for System Cabinet | Merged relay-cabinet outline/detail drawings across blocks; retained as distinct cabinet type.
513 | DCS Vendor Document List | DCS Relay Cabinet Outline & Detail Drawing | 6995 | Muara Tawar | MRT-YR05-P3ZEN-163110 ¦ MRT-YR05-P3ZEN-163111 ¦ MRT-YR05-P3ZEN-163112 ¦ MRT-YR05-P3ZEN-163113 ¦ MRT-YR05-P3ZEN-163114 | [DCS(For Block 3&4)] Outline & Detail Drawing for Console, Computer, Printer Desk ¦ [DCS(For Block 3&4)] Outline & Detail Drawing for Network Cabinet ¦ [DCS(For Block 3&4)] Outline & Detail Drawing for Marshalling and Relay Cabinet ¦ [DCS(For Block 3&4)] Outline & Detail Drawing for Power Distribution Cabinet ¦ [DCS(For Block 3&4)] Outline & Detail Drawing for System Cabinet | Merged relay-cabinet outline/detail drawings across blocks; retained as distinct cabinet type.
513 | DCS Vendor Document List | DCS Relay Cabinet Outline & Detail Drawing | 7113 | R&N | SAU4005-G180-C__-&ELU-25011 ¦ SAU4005-G180-C__-&ELU-25012 ¦ SAU4005-G180-C__-&ELU-25013 ¦ SAU4005-G180-C__-&ELU-25014 ¦ SAU4005-G180-C__-&ELU-25015 ¦ SAU4005-G180-C__-&ELU-25016 ¦ SAU4005-G180-C__-&ELU-25017 ¦ SAU4005-G180-C__-&ELU-25018 | DCS(V) - Typical Outline Drawing for Cabinet ¦ DCS(V) - Outline & Detail Drawing for System and Marshalling Cabinet ¦ DCS(V) - Outline & Detail Drawing for LAN/Server Cabinet ¦ DCS(V) - Outline & Detail Drawing for Power Distribution Cabinet ¦ DCS(V) - Outline & Detail Drawing for Relay Cabinet ¦ DCS(V) - Outline & Detail Drawing for Console Desk with EPB Station ¦ DCS(V) - Outline & Detail Drawing for Provision Cabinet ¦ DCS(V) - Outline & Detail Drawing for Safety Related System Cabinet | Merged relay-cabinet outline/detail drawings across blocks; retained as distinct cabinet type.
513 | DCS Vendor Document List | DCS Relay Cabinet Outline & Detail Drawing | 7118 | Fadhili ¦ Grati ¦ Turkistan ¦ Ukudu | T16182-YR05-P0CWQ-161141 ¦ T16182-YR05-P0CWQ-161142 ¦ T16182-YR05-P0CWQ-161143 ¦ T16182-YR05-P0CWQ-161146 ¦ T16182-YR05-P0CWQ-161147 ¦ GRT-YR05-P0ZEN-161131 ¦ GRT-YR05-P0ZEN-161132 ¦ GRT-YR05-P0ZEN-161133 ¦ GRT-YR05-P0ZEN-161134 ¦ GRT-YR05-P0ZEN-161135 ¦ GRT-YR05-P0ZEN-161136 ¦ GRT-YR05-P0BYA-165650 ¦ GRT-YR05-P0BYA-165647 ¦ GRT-YR05-P0BYA-165648 ¦ GRT-YR05-P0BYA-165649 ¦ CCP-W-B000-51-IA-H05-0006 ¦ CCP-W-B000-51-IA-H05-0004 ¦ CCP-W-B000-51-IA-H05-0002 ¦ CCP-W-B000-51-IA-H05-0005 ¦ CCP-W-B000-51-IA-H05-0001 | DCS - OUTLINE & DETAIL DRAWING FOR DCS SYSTEM CABINET ¦ DCS - OUTLINE & DETAIL DRAWING FOR LAN/SERVER CABINET ¦ DCS - OUTLINE & DETAIL DRAWING FOR MARSHALLING CABINET ¦ DCS - OUTLINE & DETAIL DRAWING FOR DCS CONSOLE & DESK ¦ DCS - OUTLINE & DETAIL DRAWING FOR DCS POWER DISTRIBUTION CABINET ¦ [DCS]_Outline & Detail Drawing for Console desk & Computer desk & Printer desk ¦ [DCS]_Outline & Detail Drawing for LAN Cabinet ¦ [DCS]_Outline & Detail Drawing for Power Distribution Cabinet ¦ [DCS]_Outline & Detail Drawing for System & Marshalling Cabinet ¦ [DCS]_Outline & Detail Drawing for Relay Cabinet ¦ [DCS]_Outline & Detail Drawing for Safety Related System Panel ¦ DCS Outline Drawing of SRS ¦ DCS Outline Drawing of DAS ¦ DCS Outline Drawing of GTC ¦ DCS Outline Drawing of GWC ¦ DCS - OUTLINE & DETAIL DRAWING FOR SAFETY RELATED SYSTEM CABINET ¦ DCS - OUTLINE & DETAIL DRAWING FOR NETWORK CABINET ¦ DCS - Outline & Detail drawing for SYSTEM AND MARSHALLING CABINET ¦ DCS - OUTLINE & DETAIL DRAWING FOR POWER DISTRIBUTION CABINET ¦ DCS - OUTLINE & DETAIL DRAWING FOR CONSOLE DESK & PRINTER DESK ¦ OUTLINE & DETAIL DRAWING_CONSOLE & DESK_DCS ¦ OUTLINE & DETAIL DRAWING_NETWORK CABINET_DCS ¦ OUTLINE & DETAIL DRAWING_CABINET TYPICAL_DCS ¦ OUTLINE & DETAIL DRAWING_MARSHALLING CABINET_DCS ¦ OUTLINE & DETAIL DRAWING_POWER DISTRIBUTION CABINET_DCS ¦ OUTLINE & DETAIL DRAWING_INTERPOSING RELAY CABINET_DCS ¦ OUTLINE & DETAIL DRAWING_SYSTEM CABINET_DCS | Merged relay-cabinet outline/detail drawings across blocks; retained as distinct cabinet type.
514 | DCS Vendor Document List | DCS Power Distribution Cabinet Outline & Detail Drawing | 6994 | Muara Tawar | MRT-YR05-P2ZEN-163110 ¦ MRT-YR05-P2ZEN-163111 ¦ MRT-YR05-P2ZEN-163112 ¦ MRT-YR05-P2ZEN-163113 ¦ MRT-YR05-P2ZEN-163114 | [DCS(For Block 2)] Outline & Detail Drawing for Console, Computer, Printer Desk ¦ [DCS(For Block 2)] Outline & Detail Drawing for Network Cabinet ¦ [DCS(For Block 2)] Outline & Detail Drawing for Marshalling and Relay Cabinet ¦ [DCS(For Block 2)] Outline & Detail Drawing for Power Distribution Cabinet ¦ [DCS(For Block 2)] Outline & Detail Drawing for System Cabinet | Merged power distribution cabinet outline/detail drawings; standardized wording.
514 | DCS Vendor Document List | DCS Power Distribution Cabinet Outline & Detail Drawing | 6995 | Muara Tawar | MRT-YR05-P3ZEN-163110 ¦ MRT-YR05-P3ZEN-163111 ¦ MRT-YR05-P3ZEN-163112 ¦ MRT-YR05-P3ZEN-163113 ¦ MRT-YR05-P3ZEN-163114 | [DCS(For Block 3&4)] Outline & Detail Drawing for Console, Computer, Printer Desk ¦ [DCS(For Block 3&4)] Outline & Detail Drawing for Network Cabinet ¦ [DCS(For Block 3&4)] Outline & Detail Drawing for Marshalling and Relay Cabinet ¦ [DCS(For Block 3&4)] Outline & Detail Drawing for Power Distribution Cabinet ¦ [DCS(For Block 3&4)] Outline & Detail Drawing for System Cabinet | Merged power distribution cabinet outline/detail drawings; standardized wording.
514 | DCS Vendor Document List | DCS Power Distribution Cabinet Outline & Detail Drawing | 7113 | R&N | SAU4005-G180-C__-&ELU-25011 ¦ SAU4005-G180-C__-&ELU-25012 ¦ SAU4005-G180-C__-&ELU-25013 ¦ SAU4005-G180-C__-&ELU-25014 ¦ SAU4005-G180-C__-&ELU-25015 ¦ SAU4005-G180-C__-&ELU-25016 ¦ SAU4005-G180-C__-&ELU-25017 ¦ SAU4005-G180-C__-&ELU-25018 | DCS(V) - Typical Outline Drawing for Cabinet ¦ DCS(V) - Outline & Detail Drawing for System and Marshalling Cabinet ¦ DCS(V) - Outline & Detail Drawing for LAN/Server Cabinet ¦ DCS(V) - Outline & Detail Drawing for Power Distribution Cabinet ¦ DCS(V) - Outline & Detail Drawing for Relay Cabinet ¦ DCS(V) - Outline & Detail Drawing for Console Desk with EPB Station ¦ DCS(V) - Outline & Detail Drawing for Provision Cabinet ¦ DCS(V) - Outline & Detail Drawing for Safety Related System Cabinet | Merged power distribution cabinet outline/detail drawings; standardized wording.
514 | DCS Vendor Document List | DCS Power Distribution Cabinet Outline & Detail Drawing | 7118 | Fadhili ¦ Grati ¦ Turkistan ¦ Ukudu | T16182-YR05-P0CWQ-161141 ¦ T16182-YR05-P0CWQ-161142 ¦ T16182-YR05-P0CWQ-161143 ¦ T16182-YR05-P0CWQ-161146 ¦ T16182-YR05-P0CWQ-161147 ¦ GRT-YR05-P0ZEN-161131 ¦ GRT-YR05-P0ZEN-161132 ¦ GRT-YR05-P0ZEN-161133 ¦ GRT-YR05-P0ZEN-161134 ¦ GRT-YR05-P0ZEN-161135 ¦ GRT-YR05-P0ZEN-161136 ¦ GRT-YR05-P0BYA-165650 ¦ GRT-YR05-P0BYA-165647 ¦ GRT-YR05-P0BYA-165648 ¦ GRT-YR05-P0BYA-165649 ¦ CCP-W-B000-51-IA-H05-0006 ¦ CCP-W-B000-51-IA-H05-0004 ¦ CCP-W-B000-51-IA-H05-0002 ¦ CCP-W-B000-51-IA-H05-0005 ¦ CCP-W-B000-51-IA-H05-0001 | DCS - OUTLINE & DETAIL DRAWING FOR DCS SYSTEM CABINET ¦ DCS - OUTLINE & DETAIL DRAWING FOR LAN/SERVER CABINET ¦ DCS - OUTLINE & DETAIL DRAWING FOR MARSHALLING CABINET ¦ DCS - OUTLINE & DETAIL DRAWING FOR DCS CONSOLE & DESK ¦ DCS - OUTLINE & DETAIL DRAWING FOR DCS POWER DISTRIBUTION CABINET ¦ [DCS]_Outline & Detail Drawing for Console desk & Computer desk & Printer desk ¦ [DCS]_Outline & Detail Drawing for LAN Cabinet ¦ [DCS]_Outline & Detail Drawing for Power Distribution Cabinet ¦ [DCS]_Outline & Detail Drawing for System & Marshalling Cabinet ¦ [DCS]_Outline & Detail Drawing for Relay Cabinet ¦ [DCS]_Outline & Detail Drawing for Safety Related System Panel ¦ DCS Outline Drawing of SRS ¦ DCS Outline Drawing of DAS ¦ DCS Outline Drawing of GTC ¦ DCS Outline Drawing of GWC ¦ DCS - OUTLINE & DETAIL DRAWING FOR SAFETY RELATED SYSTEM CABINET ¦ DCS - OUTLINE & DETAIL DRAWING FOR NETWORK CABINET ¦ DCS - Outline & Detail drawing for SYSTEM AND MARSHALLING CABINET ¦ DCS - OUTLINE & DETAIL DRAWING FOR POWER DISTRIBUTION CABINET ¦ DCS - OUTLINE & DETAIL DRAWING FOR CONSOLE DESK & PRINTER DESK ¦ OUTLINE & DETAIL DRAWING_CONSOLE & DESK_DCS ¦ OUTLINE & DETAIL DRAWING_NETWORK CABINET_DCS ¦ OUTLINE & DETAIL DRAWING_CABINET TYPICAL_DCS ¦ OUTLINE & DETAIL DRAWING_MARSHALLING CABINET_DCS ¦ OUTLINE & DETAIL DRAWING_POWER DISTRIBUTION CABINET_DCS ¦ OUTLINE & DETAIL DRAWING_INTERPOSING RELAY CABINET_DCS ¦ OUTLINE & DETAIL DRAWING_SYSTEM CABINET_DCS | Merged power distribution cabinet outline/detail drawings; standardized wording.
515 | DCS Vendor Document List | DCS Provision Cabinet Outline & Detail Drawing | 7113 | R&N | SAU4005-G180-C__-&ELU-25011 ¦ SAU4005-G180-C__-&ELU-25012 ¦ SAU4005-G180-C__-&ELU-25013 ¦ SAU4005-G180-C__-&ELU-25014 ¦ SAU4005-G180-C__-&ELU-25015 ¦ SAU4005-G180-C__-&ELU-25016 ¦ SAU4005-G180-C__-&ELU-25017 ¦ SAU4005-G180-C__-&ELU-25018 | DCS(V) - Typical Outline Drawing for Cabinet ¦ DCS(V) - Outline & Detail Drawing for System and Marshalling Cabinet ¦ DCS(V) - Outline & Detail Drawing for LAN/Server Cabinet ¦ DCS(V) - Outline & Detail Drawing for Power Distribution Cabinet ¦ DCS(V) - Outline & Detail Drawing for Relay Cabinet ¦ DCS(V) - Outline & Detail Drawing for Console Desk with EPB Station ¦ DCS(V) - Outline & Detail Drawing for Provision Cabinet ¦ DCS(V) - Outline & Detail Drawing for Safety Related System Cabinet | Single-source distinct cabinet deliverable; kept separate.
516 | DCS Vendor Document List | DCS Safety Related System Cabinet/Panel Outline & Detail Drawing | 7113 | R&N | SAU4005-G180-C__-&ELU-25011 ¦ SAU4005-G180-C__-&ELU-25012 ¦ SAU4005-G180-C__-&ELU-25013 ¦ SAU4005-G180-C__-&ELU-25014 ¦ SAU4005-G180-C__-&ELU-25015 ¦ SAU4005-G180-C__-&ELU-25016 ¦ SAU4005-G180-C__-&ELU-25017 ¦ SAU4005-G180-C__-&ELU-25018 | DCS(V) - Typical Outline Drawing for Cabinet ¦ DCS(V) - Outline & Detail Drawing for System and Marshalling Cabinet ¦ DCS(V) - Outline & Detail Drawing for LAN/Server Cabinet ¦ DCS(V) - Outline & Detail Drawing for Power Distribution Cabinet ¦ DCS(V) - Outline & Detail Drawing for Relay Cabinet ¦ DCS(V) - Outline & Detail Drawing for Console Desk with EPB Station ¦ DCS(V) - Outline & Detail Drawing for Provision Cabinet ¦ DCS(V) - Outline & Detail Drawing for Safety Related System Cabinet | Consolidated 'Safety Related System Cabinet' and 'Safety Related System Panel' outline/detail drawings as same object class for vendor DCS SRS hardware deliverable.
516 | DCS Vendor Document List | DCS Safety Related System Cabinet/Panel Outline & Detail Drawing | 7118 | Fadhili ¦ Grati ¦ Turkistan ¦ Ukudu | T16182-YR05-P0CWQ-161141 ¦ T16182-YR05-P0CWQ-161142 ¦ T16182-YR05-P0CWQ-161143 ¦ T16182-YR05-P0CWQ-161146 ¦ T16182-YR05-P0CWQ-161147 ¦ GRT-YR05-P0ZEN-161131 ¦ GRT-YR05-P0ZEN-161132 ¦ GRT-YR05-P0ZEN-161133 ¦ GRT-YR05-P0ZEN-161134 ¦ GRT-YR05-P0ZEN-161135 ¦ GRT-YR05-P0ZEN-161136 ¦ GRT-YR05-P0BYA-165650 ¦ GRT-YR05-P0BYA-165647 ¦ GRT-YR05-P0BYA-165648 ¦ GRT-YR05-P0BYA-165649 ¦ CCP-W-B000-51-IA-H05-0006 ¦ CCP-W-B000-51-IA-H05-0004 ¦ CCP-W-B000-51-IA-H05-0002 ¦ CCP-W-B000-51-IA-H05-0005 ¦ CCP-W-B000-51-IA-H05-0001 | DCS - OUTLINE & DETAIL DRAWING FOR DCS SYSTEM CABINET ¦ DCS - OUTLINE & DETAIL DRAWING FOR LAN/SERVER CABINET ¦ DCS - OUTLINE & DETAIL DRAWING FOR MARSHALLING CABINET ¦ DCS - OUTLINE & DETAIL DRAWING FOR DCS CONSOLE & DESK ¦ DCS - OUTLINE & DETAIL DRAWING FOR DCS POWER DISTRIBUTION CABINET ¦ [DCS]_Outline & Detail Drawing for Console desk & Computer desk & Printer desk ¦ [DCS]_Outline & Detail Drawing for LAN Cabinet ¦ [DCS]_Outline & Detail Drawing for Power Distribution Cabinet ¦ [DCS]_Outline & Detail Drawing for System & Marshalling Cabinet ¦ [DCS]_Outline & Detail Drawing for Relay Cabinet ¦ [DCS]_Outline & Detail Drawing for Safety Related System Panel ¦ DCS Outline Drawing of SRS ¦ DCS Outline Drawing of DAS ¦ DCS Outline Drawing of GTC ¦ DCS Outline Drawing of GWC ¦ DCS - OUTLINE & DETAIL DRAWING FOR SAFETY RELATED SYSTEM CABINET ¦ DCS - OUTLINE & DETAIL DRAWING FOR NETWORK CABINET ¦ DCS - Outline & Detail drawing for SYSTEM AND MARSHALLING CABINET ¦ DCS - OUTLINE & DETAIL DRAWING FOR POWER DISTRIBUTION CABINET ¦ DCS - OUTLINE & DETAIL DRAWING FOR CONSOLE DESK & PRINTER DESK ¦ OUTLINE & DETAIL DRAWING_CONSOLE & DESK_DCS ¦ OUTLINE & DETAIL DRAWING_NETWORK CABINET_DCS ¦ OUTLINE & DETAIL DRAWING_CABINET TYPICAL_DCS ¦ OUTLINE & DETAIL DRAWING_MARSHALLING CABINET_DCS ¦ OUTLINE & DETAIL DRAWING_POWER DISTRIBUTION CABINET_DCS ¦ OUTLINE & DETAIL DRAWING_INTERPOSING RELAY CABINET_DCS ¦ OUTLINE & DETAIL DRAWING_SYSTEM CABINET_DCS | Consolidated 'Safety Related System Cabinet' and 'Safety Related System Panel' outline/detail drawings as same object class for vendor DCS SRS hardware deliverable.
517 | DCS Vendor Document List | DCS Cabinet Typical Outline Drawing | 7113 | R&N | SAU4005-G180-C__-&ELU-25011 ¦ SAU4005-G180-C__-&ELU-25012 ¦ SAU4005-G180-C__-&ELU-25013 ¦ SAU4005-G180-C__-&ELU-25014 ¦ SAU4005-G180-C__-&ELU-25015 ¦ SAU4005-G180-C__-&ELU-25016 ¦ SAU4005-G180-C__-&ELU-25017 ¦ SAU4005-G180-C__-&ELU-25018 | DCS(V) - Typical Outline Drawing for Cabinet ¦ DCS(V) - Outline & Detail Drawing for System and Marshalling Cabinet ¦ DCS(V) - Outline & Detail Drawing for LAN/Server Cabinet ¦ DCS(V) - Outline & Detail Drawing for Power Distribution Cabinet ¦ DCS(V) - Outline & Detail Drawing for Relay Cabinet ¦ DCS(V) - Outline & Detail Drawing for Console Desk with EPB Station ¦ DCS(V) - Outline & Detail Drawing for Provision Cabinet ¦ DCS(V) - Outline & Detail Drawing for Safety Related System Cabinet | Retained 'Typical Outline Drawing for Cabinet' as a separate conventional vendor drawing deliverable.
518 | DCS Vendor Document List | DCS I/O Database | 7038 | Grati ¦ Karabatan ¦ Muara Tawar | GRT-YL01-P0ZEN-161101 ¦ T14211-7300-IA-342-0001 ¦ T14211-7300-IA-342-0002 ¦ MRT-YL01-P2ZEN-161051 ¦ MRT-YL01-P3ZEN-161051 | [INC_DCS_IO]_DCS I/O Database ¦ [INC_DCS_IO]_3rd Party Data-link Interface Signal Database ¦ DCS I/O Database (Block) ¦ DCS I/O Database (Common) ¦ DCS IO Database(For Block 2) ¦ DCS IO Database(For Block 3, 4) | Merged block/common variants into one standard deliverable; removed block qualifiers.
519 | DCS Vendor Document List | DCS 3rd Party Data-link Interface Signal Database | 7038 | Grati ¦ Karabatan ¦ Muara Tawar | GRT-YL01-P0ZEN-161101 ¦ T14211-7300-IA-342-0001 ¦ T14211-7300-IA-342-0002 ¦ MRT-YL01-P2ZEN-161051 ¦ MRT-YL01-P3ZEN-161051 | [INC_DCS_IO]_DCS I/O Database ¦ [INC_DCS_IO]_3rd Party Data-link Interface Signal Database ¦ DCS I/O Database (Block) ¦ DCS I/O Database (Common) ¦ DCS IO Database(For Block 2) ¦ DCS IO Database(For Block 3, 4) | Kept separate from core I/O database because source explicitly identifies 3rd party datalink interface signal database.
520 | DCS Vendor Document List | DCS I/O List (Input / Output Signal List) | 7115 | Fadhili ¦ Grati ¦ Karabatan ¦ R&N ¦ Turkistan ¦ Ukudu | T16182-YL16-P0CRN-161115 ¦ GRT-YL01-P0UGD-165333 ¦ GRT-YL01-P0UGD-165334 ¦ GRT-YL01-P0UGD-165335 ¦ GRT-YL01-P0UGD-165336 ¦ GRT-YL01-P0ZEN-165462 ¦ GRT-YL01-P0ZEN-165463 ¦ GRT-YL01-P0UGD-165558 ¦ GRT-YD07-P0BYA-165652 ¦ GRT-YD07-P0BYA-165653 ¦ GRT-YD07-P0BYA-165654 ¦ GRT-YD07-P0BYA-165655 ¦ GRT-YD07-P0BYA-165671 ¦ T14211-7344-08-ME-016-005 ¦ T14211-7300-35-IA-321-001 ¦ T14211-7300-IA-342-0003 ¦ SAU4005-G000-C__-&EPB-00785 ¦ CCP-W-B000-51-IA-H03-0001 | DCS - CABLE LIST ¦ [DCS] I/O List for Demin Makeup System ¦ [DCS] I/O List for Raw Water System ¦ [DCS] I/O List for Service Water System ¦ [DCS] I/O List for Auxiliary Service Water System ¦ DCS IO List for Electrical Interface System ¦ DCS IO List for LDC Interface ¦ DCS IO List for Waste Water Transfer System ¦ DCS Input / Output Signal List of DAS ¦ DCS Input / Output Signal List of GTC ¦ DCS Input / Output Signal List of GWC ¦ DCS Input / Output Signal List of SRS ¦ DCS Input / Output Signal List of H/W ¦ Measurement List with Plant DCS for Emergency Diesel Generator ¦ DCS Network and Power Cable connection List ¦ DCS Datalink List ¦ Measurement List with Plant DCS for Emergency Engine ¦ DCS I/O List ¦ NETWORK AND POWER CABLE CONNECTION LIST_DCS ¦ DCS IO LIST ¦ DCS IO LIST_3RD PARTY DATALINK | Merged multiple project/system-specific I/O lists into a single standard vendor deliverable; treated DAS/GTC/GWC/SRS/HW interface variants as same deliverable family.
521 | DCS Vendor Document List | DCS Cable List | 7115 | Fadhili ¦ Grati ¦ Karabatan ¦ R&N ¦ Turkistan ¦ Ukudu | T16182-YL16-P0CRN-161115 ¦ GRT-YL01-P0UGD-165333 ¦ GRT-YL01-P0UGD-165334 ¦ GRT-YL01-P0UGD-165335 ¦ GRT-YL01-P0UGD-165336 ¦ GRT-YL01-P0ZEN-165462 ¦ GRT-YL01-P0ZEN-165463 ¦ GRT-YL01-P0UGD-165558 ¦ GRT-YD07-P0BYA-165652 ¦ GRT-YD07-P0BYA-165653 ¦ GRT-YD07-P0BYA-165654 ¦ GRT-YD07-P0BYA-165655 ¦ GRT-YD07-P0BYA-165671 ¦ T14211-7344-08-ME-016-005 ¦ T14211-7300-35-IA-321-001 ¦ T14211-7300-IA-342-0003 ¦ SAU4005-G000-C__-&EPB-00785 ¦ CCP-W-B000-51-IA-H03-0001 | DCS - CABLE LIST ¦ [DCS] I/O List for Demin Makeup System ¦ [DCS] I/O List for Raw Water System ¦ [DCS] I/O List for Service Water System ¦ [DCS] I/O List for Auxiliary Service Water System ¦ DCS IO List for Electrical Interface System ¦ DCS IO List for LDC Interface ¦ DCS IO List for Waste Water Transfer System ¦ DCS Input / Output Signal List of DAS ¦ DCS Input / Output Signal List of GTC ¦ DCS Input / Output Signal List of GWC ¦ DCS Input / Output Signal List of SRS ¦ DCS Input / Output Signal List of H/W ¦ Measurement List with Plant DCS for Emergency Diesel Generator ¦ DCS Network and Power Cable connection List ¦ DCS Datalink List ¦ Measurement List with Plant DCS for Emergency Engine ¦ DCS I/O List ¦ NETWORK AND POWER CABLE CONNECTION LIST_DCS ¦ DCS IO LIST ¦ DCS IO LIST_3RD PARTY DATALINK | Separated Cable List from I/O List because they are different deliverable types in vendor submittals.
522 | DCS Vendor Document List | DCS Network and Power Cable Connection List | 7115 | Fadhili ¦ Grati ¦ Karabatan ¦ R&N ¦ Turkistan ¦ Ukudu | T16182-YL16-P0CRN-161115 ¦ GRT-YL01-P0UGD-165333 ¦ GRT-YL01-P0UGD-165334 ¦ GRT-YL01-P0UGD-165335 ¦ GRT-YL01-P0UGD-165336 ¦ GRT-YL01-P0ZEN-165462 ¦ GRT-YL01-P0ZEN-165463 ¦ GRT-YL01-P0UGD-165558 ¦ GRT-YD07-P0BYA-165652 ¦ GRT-YD07-P0BYA-165653 ¦ GRT-YD07-P0BYA-165654 ¦ GRT-YD07-P0BYA-165655 ¦ GRT-YD07-P0BYA-165671 ¦ T14211-7344-08-ME-016-005 ¦ T14211-7300-35-IA-321-001 ¦ T14211-7300-IA-342-0003 ¦ SAU4005-G000-C__-&EPB-00785 ¦ CCP-W-B000-51-IA-H03-0001 | DCS - CABLE LIST ¦ [DCS] I/O List for Demin Makeup System ¦ [DCS] I/O List for Raw Water System ¦ [DCS] I/O List for Service Water System ¦ [DCS] I/O List for Auxiliary Service Water System ¦ DCS IO List for Electrical Interface System ¦ DCS IO List for LDC Interface ¦ DCS IO List for Waste Water Transfer System ¦ DCS Input / Output Signal List of DAS ¦ DCS Input / Output Signal List of GTC ¦ DCS Input / Output Signal List of GWC ¦ DCS Input / Output Signal List of SRS ¦ DCS Input / Output Signal List of H/W ¦ Measurement List with Plant DCS for Emergency Diesel Generator ¦ DCS Network and Power Cable connection List ¦ DCS Datalink List ¦ Measurement List with Plant DCS for Emergency Engine ¦ DCS I/O List ¦ NETWORK AND POWER CABLE CONNECTION LIST_DCS ¦ DCS IO LIST ¦ DCS IO LIST_3RD PARTY DATALINK | Kept as distinct list per explicit source title 'Network and Power Cable connection List'.
523 | DCS Vendor Document List | DCS Datalink List | 7115 | Fadhili ¦ Grati ¦ Karabatan ¦ R&N ¦ Turkistan ¦ Ukudu | T16182-YL16-P0CRN-161115 ¦ GRT-YL01-P0UGD-165333 ¦ GRT-YL01-P0UGD-165334 ¦ GRT-YL01-P0UGD-165335 ¦ GRT-YL01-P0UGD-165336 ¦ GRT-YL01-P0ZEN-165462 ¦ GRT-YL01-P0ZEN-165463 ¦ GRT-YL01-P0UGD-165558 ¦ GRT-YD07-P0BYA-165652 ¦ GRT-YD07-P0BYA-165653 ¦ GRT-YD07-P0BYA-165654 ¦ GRT-YD07-P0BYA-165655 ¦ GRT-YD07-P0BYA-165671 ¦ T14211-7344-08-ME-016-005 ¦ T14211-7300-35-IA-321-001 ¦ T14211-7300-IA-342-0003 ¦ SAU4005-G000-C__-&EPB-00785 ¦ CCP-W-B000-51-IA-H03-0001 | DCS - CABLE LIST ¦ [DCS] I/O List for Demin Makeup System ¦ [DCS] I/O List for Raw Water System ¦ [DCS] I/O List for Service Water System ¦ [DCS] I/O List for Auxiliary Service Water System ¦ DCS IO List for Electrical Interface System ¦ DCS IO List for LDC Interface ¦ DCS IO List for Waste Water Transfer System ¦ DCS Input / Output Signal List of DAS ¦ DCS Input / Output Signal List of GTC ¦ DCS Input / Output Signal List of GWC ¦ DCS Input / Output Signal List of SRS ¦ DCS Input / Output Signal List of H/W ¦ Measurement List with Plant DCS for Emergency Diesel Generator ¦ DCS Network and Power Cable connection List ¦ DCS Datalink List ¦ Measurement List with Plant DCS for Emergency Engine ¦ DCS I/O List ¦ NETWORK AND POWER CABLE CONNECTION LIST_DCS ¦ DCS IO LIST ¦ DCS IO LIST_3RD PARTY DATALINK | Kept separate from I/O list because source calls out datalink list and 3rd party datalink I/O list.
524 | DCS Vendor Document List | DCS Functional Design Specification – Hardware | 7110 | R&N | SAU4005-G180-C__-&EFE-25001 ¦ SAU4005-G180-C__-&EFE-25002 ¦ SAU4005-G180-C__-&EFE-25003 ¦ SAU4005-G180-C__-&EFE-25004 ¦ SAU4005-G180-C__-&EFE-25005 ¦ SAU4005-G180-C__-&EFE-25006 ¦ SAU4005-G180-C__-&EFE-25028 ¦ SAU4005-G180-C__-&EFE-25029 ¦ SAU4005-G180-C__-&EFE-25105 | DCS(V) - Functional Design Specification for Hardware ¦ DCS(V) - Functional Design Specification for Software ¦ DCS(V) - Functional Design Specification for Graphic ¦ DCS(V) - Functional Design Specification for Safety Related System ¦ DCS(V) - Functional Design Specification for Cyber Security and Network ¦ DCS(V) - Functional Design Specification for Plant Performance Monitoring System ¦ DCS(V) - Functional Design Specification for Field Instrument Management System ¦ DCS(V) - Functional Design Specification for Remote Monitoring System ¦ DCS(V) - 3rd Party Datalink Specification(OPC, IEC, Modbus) | Merged 'Functional Design Specification for Hardware' across DCS and DCS(V) rows; standardized as vendor FDS deliverable.
524 | DCS Vendor Document List | DCS Functional Design Specification – Hardware | 7117 | Fadhili ¦ Grati ¦ Karabatan ¦ R&N ¦ Turkistan ¦ Ukudu | T16182-CV03-P0CRN-161103 ¦ T16182-CV03-P0CRN-161104 ¦ T16182-CV03-P0CRN-161105 ¦ T16182-CV03-P0CWQ-161132 ¦ T16182-CV03-P0CWQ-161133 ¦ T16182-CV03-P0CWQ-161135 ¦ T16182-CV03-P0CRT-161149 ¦ GRT-CV03-P0ZEN-161110 ¦ GRT-CV03-P0ZEN-161111 ¦ GRT-CV03-P0ZEN-161112 ¦ GRT-CV03-P0ZEN-161116 ¦ GRT-CV03-P0ZEN-161117 ¦ GRT-DC01-P0BYA-165644 ¦ GRT-YR00-P0BYA-165645 ¦ GRT-DC01-P0BYA-165646 ¦ T14211-7300-35-IA-338-008 ¦ SAU4005-G000-C__-&EEC-00789 ¦ CCP-W-B000-51-IA-B16-0001 ¦ CCP-W-B000-51-IA-B16-0002 ¦ CCP-W-B000-51-IA-B16-0003 ¦ CCP-W-B000-51-IA-B16-0006 ¦ CCP-W-B000-51-IA-B16-0007 ¦ CCP-W-B000-51-IA-B16-0008 | DCS - FUNCTIONAL DESIGN SPECIFICATION FOR HARDWARE ¦ DCS - FUNCTIONAL DESIGN SPECIFICATION FOR SOFTWARE ¦ DCS - FUNCTIONAL DESIGN SPECIFICATION FOR HMI GRAPHIC ¦ DCS - TECHNICAL SPECIFICATION FOR TIME SYNCHRONIZATION ¦ DCS - TECHNICAL SPECIFICATION FOR EMERGENCY PUSH BUTTON ¦ DCS - TECHNICAL SPECIFICATION FOR LARGE SCREEN DISPLAY ¦ DCS - TECHNICAL SPECIFICATION FOR FIELDBUS MOV ¦ [DCS]_Functional Design Specification for Hardware ¦ [DCS]_Functional Design Specification for Software ¦ [DCS]_Functional Design Specification for Graphic ¦ [DCS]_Functional Design Specification for Safety Related System ¦ [DCS]_Functional Design Specification for Performance Monitoring System ¦ DCS Hardware Specification ¦ DCS Software Specification og GTC ¦ DCS SRS Specification of GTC ¦ DCS Graphic Functional Design Specification ¦ Technical Specifications for DCS ¦ DCS - FUNCTIONAL DESIGN SPECIFICATION FOR GRAPHIC ¦ DCS - FUNCTIONAL DESIGN SPECIFICATION FOR SAFETY RELATED SYSTEM ¦ DCS - FUNCTIONAL DESIGN SPECIFICATION FOR PLANT INFORMATION SYSTEM ¦ DCS - FUNCTIONAL DESIGN SPECIFICATION FOR CYBER SECURITY SYSTEM ¦ TECHNICAL SPECIFICATION_DCS ¦ TECHNICAL SPECIFICATION_EMERGENCY PUSH BUTTON_DCS ¦ TECHNICAL SPECIFICATION_LARGE SCREEN DISPLAY_DCS ¦ TECHNICAL SPECIFICATION_TIME SYNCHRONIZATION_DCS ¦ TECHNICAL SPECIFICATION_CYBER SECURITY & ANTI VIRUS_DCS | Merged 'Functional Design Specification for Hardware' across DCS and DCS(V) rows; standardized as vendor FDS deliverable.
525 | DCS Vendor Document List | DCS Functional Design Specification – Software | 7110 | R&N | SAU4005-G180-C__-&EFE-25001 ¦ SAU4005-G180-C__-&EFE-25002 ¦ SAU4005-G180-C__-&EFE-25003 ¦ SAU4005-G180-C__-&EFE-25004 ¦ SAU4005-G180-C__-&EFE-25005 ¦ SAU4005-G180-C__-&EFE-25006 ¦ SAU4005-G180-C__-&EFE-25028 ¦ SAU4005-G180-C__-&EFE-25029 ¦ SAU4005-G180-C__-&EFE-25105 | DCS(V) - Functional Design Specification for Hardware ¦ DCS(V) - Functional Design Specification for Software ¦ DCS(V) - Functional Design Specification for Graphic ¦ DCS(V) - Functional Design Specification for Safety Related System ¦ DCS(V) - Functional Design Specification for Cyber Security and Network ¦ DCS(V) - Functional Design Specification for Plant Performance Monitoring System ¦ DCS(V) - Functional Design Specification for Field Instrument Management System ¦ DCS(V) - Functional Design Specification for Remote Monitoring System ¦ DCS(V) - 3rd Party Datalink Specification(OPC, IEC, Modbus) | Merged software FDS entries across sources; removed project qualifiers.
525 | DCS Vendor Document List | DCS Functional Design Specification – Software | 7117 | Fadhili ¦ Grati ¦ Karabatan ¦ R&N ¦ Turkistan ¦ Ukudu | T16182-CV03-P0CRN-161103 ¦ T16182-CV03-P0CRN-161104 ¦ T16182-CV03-P0CRN-161105 ¦ T16182-CV03-P0CWQ-161132 ¦ T16182-CV03-P0CWQ-161133 ¦ T16182-CV03-P0CWQ-161135 ¦ T16182-CV03-P0CRT-161149 ¦ GRT-CV03-P0ZEN-161110 ¦ GRT-CV03-P0ZEN-161111 ¦ GRT-CV03-P0ZEN-161112 ¦ GRT-CV03-P0ZEN-161116 ¦ GRT-CV03-P0ZEN-161117 ¦ GRT-DC01-P0BYA-165644 ¦ GRT-YR00-P0BYA-165645 ¦ GRT-DC01-P0BYA-165646 ¦ T14211-7300-35-IA-338-008 ¦ SAU4005-G000-C__-&EEC-00789 ¦ CCP-W-B000-51-IA-B16-0001 ¦ CCP-W-B000-51-IA-B16-0002 ¦ CCP-W-B000-51-IA-B16-0003 ¦ CCP-W-B000-51-IA-B16-0006 ¦ CCP-W-B000-51-IA-B16-0007 ¦ CCP-W-B000-51-IA-B16-0008 | DCS - FUNCTIONAL DESIGN SPECIFICATION FOR HARDWARE ¦ DCS - FUNCTIONAL DESIGN SPECIFICATION FOR SOFTWARE ¦ DCS - FUNCTIONAL DESIGN SPECIFICATION FOR HMI GRAPHIC ¦ DCS - TECHNICAL SPECIFICATION FOR TIME SYNCHRONIZATION ¦ DCS - TECHNICAL SPECIFICATION FOR EMERGENCY PUSH BUTTON ¦ DCS - TECHNICAL SPECIFICATION FOR LARGE SCREEN DISPLAY ¦ DCS - TECHNICAL SPECIFICATION FOR FIELDBUS MOV ¦ [DCS]_Functional Design Specification for Hardware ¦ [DCS]_Functional Design Specification for Software ¦ [DCS]_Functional Design Specification for Graphic ¦ [DCS]_Functional Design Specification for Safety Related System ¦ [DCS]_Functional Design Specification for Performance Monitoring System ¦ DCS Hardware Specification ¦ DCS Software Specification og GTC ¦ DCS SRS Specification of GTC ¦ DCS Graphic Functional Design Specification ¦ Technical Specifications for DCS ¦ DCS - FUNCTIONAL DESIGN SPECIFICATION FOR GRAPHIC ¦ DCS - FUNCTIONAL DESIGN SPECIFICATION FOR SAFETY RELATED SYSTEM ¦ DCS - FUNCTIONAL DESIGN SPECIFICATION FOR PLANT INFORMATION SYSTEM ¦ DCS - FUNCTIONAL DESIGN SPECIFICATION FOR CYBER SECURITY SYSTEM ¦ TECHNICAL SPECIFICATION_DCS ¦ TECHNICAL SPECIFICATION_EMERGENCY PUSH BUTTON_DCS ¦ TECHNICAL SPECIFICATION_LARGE SCREEN DISPLAY_DCS ¦ TECHNICAL SPECIFICATION_TIME SYNCHRONIZATION_DCS ¦ TECHNICAL SPECIFICATION_CYBER SECURITY & ANTI VIRUS_DCS | Merged software FDS entries across sources; removed project qualifiers.
526 | DCS Vendor Document List | DCS Functional Design Specification – HMI Graphic | 7110 | R&N | SAU4005-G180-C__-&EFE-25001 ¦ SAU4005-G180-C__-&EFE-25002 ¦ SAU4005-G180-C__-&EFE-25003 ¦ SAU4005-G180-C__-&EFE-25004 ¦ SAU4005-G180-C__-&EFE-25005 ¦ SAU4005-G180-C__-&EFE-25006 ¦ SAU4005-G180-C__-&EFE-25028 ¦ SAU4005-G180-C__-&EFE-25029 ¦ SAU4005-G180-C__-&EFE-25105 | DCS(V) - Functional Design Specification for Hardware ¦ DCS(V) - Functional Design Specification for Software ¦ DCS(V) - Functional Design Specification for Graphic ¦ DCS(V) - Functional Design Specification for Safety Related System ¦ DCS(V) - Functional Design Specification for Cyber Security and Network ¦ DCS(V) - Functional Design Specification for Plant Performance Monitoring System ¦ DCS(V) - Functional Design Specification for Field Instrument Management System ¦ DCS(V) - Functional Design Specification for Remote Monitoring System ¦ DCS(V) - 3rd Party Datalink Specification(OPC, IEC, Modbus) | Standardized graphic-related FDS; kept separate from hardware/software.
526 | DCS Vendor Document List | DCS Functional Design Specification – HMI Graphic | 7117 | Fadhili ¦ Grati ¦ Karabatan ¦ R&N ¦ Turkistan ¦ Ukudu | T16182-CV03-P0CRN-161103 ¦ T16182-CV03-P0CRN-161104 ¦ T16182-CV03-P0CRN-161105 ¦ T16182-CV03-P0CWQ-161132 ¦ T16182-CV03-P0CWQ-161133 ¦ T16182-CV03-P0CWQ-161135 ¦ T16182-CV03-P0CRT-161149 ¦ GRT-CV03-P0ZEN-161110 ¦ GRT-CV03-P0ZEN-161111 ¦ GRT-CV03-P0ZEN-161112 ¦ GRT-CV03-P0ZEN-161116 ¦ GRT-CV03-P0ZEN-161117 ¦ GRT-DC01-P0BYA-165644 ¦ GRT-YR00-P0BYA-165645 ¦ GRT-DC01-P0BYA-165646 ¦ T14211-7300-35-IA-338-008 ¦ SAU4005-G000-C__-&EEC-00789 ¦ CCP-W-B000-51-IA-B16-0001 ¦ CCP-W-B000-51-IA-B16-0002 ¦ CCP-W-B000-51-IA-B16-0003 ¦ CCP-W-B000-51-IA-B16-0006 ¦ CCP-W-B000-51-IA-B16-0007 ¦ CCP-W-B000-51-IA-B16-0008 | DCS - FUNCTIONAL DESIGN SPECIFICATION FOR HARDWARE ¦ DCS - FUNCTIONAL DESIGN SPECIFICATION FOR SOFTWARE ¦ DCS - FUNCTIONAL DESIGN SPECIFICATION FOR HMI GRAPHIC ¦ DCS - TECHNICAL SPECIFICATION FOR TIME SYNCHRONIZATION ¦ DCS - TECHNICAL SPECIFICATION FOR EMERGENCY PUSH BUTTON ¦ DCS - TECHNICAL SPECIFICATION FOR LARGE SCREEN DISPLAY ¦ DCS - TECHNICAL SPECIFICATION FOR FIELDBUS MOV ¦ [DCS]_Functional Design Specification for Hardware ¦ [DCS]_Functional Design Specification for Software ¦ [DCS]_Functional Design Specification for Graphic ¦ [DCS]_Functional Design Specification for Safety Related System ¦ [DCS]_Functional Design Specification for Performance Monitoring System ¦ DCS Hardware Specification ¦ DCS Software Specification og GTC ¦ DCS SRS Specification of GTC ¦ DCS Graphic Functional Design Specification ¦ Technical Specifications for DCS ¦ DCS - FUNCTIONAL DESIGN SPECIFICATION FOR GRAPHIC ¦ DCS - FUNCTIONAL DESIGN SPECIFICATION FOR SAFETY RELATED SYSTEM ¦ DCS - FUNCTIONAL DESIGN SPECIFICATION FOR PLANT INFORMATION SYSTEM ¦ DCS - FUNCTIONAL DESIGN SPECIFICATION FOR CYBER SECURITY SYSTEM ¦ TECHNICAL SPECIFICATION_DCS ¦ TECHNICAL SPECIFICATION_EMERGENCY PUSH BUTTON_DCS ¦ TECHNICAL SPECIFICATION_LARGE SCREEN DISPLAY_DCS ¦ TECHNICAL SPECIFICATION_TIME SYNCHRONIZATION_DCS ¦ TECHNICAL SPECIFICATION_CYBER SECURITY & ANTI VIRUS_DCS | Standardized graphic-related FDS; kept separate from hardware/software.
527 | DCS Vendor Document List | DCS Functional Design Specification – Safety Related System | 7110 | R&N | SAU4005-G180-C__-&EFE-25001 ¦ SAU4005-G180-C__-&EFE-25002 ¦ SAU4005-G180-C__-&EFE-25003 ¦ SAU4005-G180-C__-&EFE-25004 ¦ SAU4005-G180-C__-&EFE-25005 ¦ SAU4005-G180-C__-&EFE-25006 ¦ SAU4005-G180-C__-&EFE-25028 ¦ SAU4005-G180-C__-&EFE-25029 ¦ SAU4005-G180-C__-&EFE-25105 | DCS(V) - Functional Design Specification for Hardware ¦ DCS(V) - Functional Design Specification for Software ¦ DCS(V) - Functional Design Specification for Graphic ¦ DCS(V) - Functional Design Specification for Safety Related System ¦ DCS(V) - Functional Design Specification for Cyber Security and Network ¦ DCS(V) - Functional Design Specification for Plant Performance Monitoring System ¦ DCS(V) - Functional Design Specification for Field Instrument Management System ¦ DCS(V) - Functional Design Specification for Remote Monitoring System ¦ DCS(V) - 3rd Party Datalink Specification(OPC, IEC, Modbus) | Merged SRS FDS entries; treated as part of DCS vendor package documentation.
527 | DCS Vendor Document List | DCS Functional Design Specification – Safety Related System | 7117 | Fadhili ¦ Grati ¦ Karabatan ¦ R&N ¦ Turkistan ¦ Ukudu | T16182-CV03-P0CRN-161103 ¦ T16182-CV03-P0CRN-161104 ¦ T16182-CV03-P0CRN-161105 ¦ T16182-CV03-P0CWQ-161132 ¦ T16182-CV03-P0CWQ-161133 ¦ T16182-CV03-P0CWQ-161135 ¦ T16182-CV03-P0CRT-161149 ¦ GRT-CV03-P0ZEN-161110 ¦ GRT-CV03-P0ZEN-161111 ¦ GRT-CV03-P0ZEN-161112 ¦ GRT-CV03-P0ZEN-161116 ¦ GRT-CV03-P0ZEN-161117 ¦ GRT-DC01-P0BYA-165644 ¦ GRT-YR00-P0BYA-165645 ¦ GRT-DC01-P0BYA-165646 ¦ T14211-7300-35-IA-338-008 ¦ SAU4005-G000-C__-&EEC-00789 ¦ CCP-W-B000-51-IA-B16-0001 ¦ CCP-W-B000-51-IA-B16-0002 ¦ CCP-W-B000-51-IA-B16-0003 ¦ CCP-W-B000-51-IA-B16-0006 ¦ CCP-W-B000-51-IA-B16-0007 ¦ CCP-W-B000-51-IA-B16-0008 | DCS - FUNCTIONAL DESIGN SPECIFICATION FOR HARDWARE ¦ DCS - FUNCTIONAL DESIGN SPECIFICATION FOR SOFTWARE ¦ DCS - FUNCTIONAL DESIGN SPECIFICATION FOR HMI GRAPHIC ¦ DCS - TECHNICAL SPECIFICATION FOR TIME SYNCHRONIZATION ¦ DCS - TECHNICAL SPECIFICATION FOR EMERGENCY PUSH BUTTON ¦ DCS - TECHNICAL SPECIFICATION FOR LARGE SCREEN DISPLAY ¦ DCS - TECHNICAL SPECIFICATION FOR FIELDBUS MOV ¦ [DCS]_Functional Design Specification for Hardware ¦ [DCS]_Functional Design Specification for Software ¦ [DCS]_Functional Design Specification for Graphic ¦ [DCS]_Functional Design Specification for Safety Related System ¦ [DCS]_Functional Design Specification for Performance Monitoring System ¦ DCS Hardware Specification ¦ DCS Software Specification og GTC ¦ DCS SRS Specification of GTC ¦ DCS Graphic Functional Design Specification ¦ Technical Specifications for DCS ¦ DCS - FUNCTIONAL DESIGN SPECIFICATION FOR GRAPHIC ¦ DCS - FUNCTIONAL DESIGN SPECIFICATION FOR SAFETY RELATED SYSTEM ¦ DCS - FUNCTIONAL DESIGN SPECIFICATION FOR PLANT INFORMATION SYSTEM ¦ DCS - FUNCTIONAL DESIGN SPECIFICATION FOR CYBER SECURITY SYSTEM ¦ TECHNICAL SPECIFICATION_DCS ¦ TECHNICAL SPECIFICATION_EMERGENCY PUSH BUTTON_DCS ¦ TECHNICAL SPECIFICATION_LARGE SCREEN DISPLAY_DCS ¦ TECHNICAL SPECIFICATION_TIME SYNCHRONIZATION_DCS ¦ TECHNICAL SPECIFICATION_CYBER SECURITY & ANTI VIRUS_DCS | Merged SRS FDS entries; treated as part of DCS vendor package documentation.
528 | DCS Vendor Document List | DCS Functional Design Specification – Cyber Security and Network | 7110 | R&N | SAU4005-G180-C__-&EFE-25001 ¦ SAU4005-G180-C__-&EFE-25002 ¦ SAU4005-G180-C__-&EFE-25003 ¦ SAU4005-G180-C__-&EFE-25004 ¦ SAU4005-G180-C__-&EFE-25005 ¦ SAU4005-G180-C__-&EFE-25006 ¦ SAU4005-G180-C__-&EFE-25028 ¦ SAU4005-G180-C__-&EFE-25029 ¦ SAU4005-G180-C__-&EFE-25105 | DCS(V) - Functional Design Specification for Hardware ¦ DCS(V) - Functional Design Specification for Software ¦ DCS(V) - Functional Design Specification for Graphic ¦ DCS(V) - Functional Design Specification for Safety Related System ¦ DCS(V) - Functional Design Specification for Cyber Security and Network ¦ DCS(V) - Functional Design Specification for Plant Performance Monitoring System ¦ DCS(V) - Functional Design Specification for Field Instrument Management System ¦ DCS(V) - Functional Design Specification for Remote Monitoring System ¦ DCS(V) - 3rd Party Datalink Specification(OPC, IEC, Modbus) | Merged cyber security/network FDS and 'Cyber Security System' variants into one standard deliverable.
528 | DCS Vendor Document List | DCS Functional Design Specification – Cyber Security and Network | 7117 | Fadhili ¦ Grati ¦ Karabatan ¦ R&N ¦ Turkistan ¦ Ukudu | T16182-CV03-P0CRN-161103 ¦ T16182-CV03-P0CRN-161104 ¦ T16182-CV03-P0CRN-161105 ¦ T16182-CV03-P0CWQ-161132 ¦ T16182-CV03-P0CWQ-161133 ¦ T16182-CV03-P0CWQ-161135 ¦ T16182-CV03-P0CRT-161149 ¦ GRT-CV03-P0ZEN-161110 ¦ GRT-CV03-P0ZEN-161111 ¦ GRT-CV03-P0ZEN-161112 ¦ GRT-CV03-P0ZEN-161116 ¦ GRT-CV03-P0ZEN-161117 ¦ GRT-DC01-P0BYA-165644 ¦ GRT-YR00-P0BYA-165645 ¦ GRT-DC01-P0BYA-165646 ¦ T14211-7300-35-IA-338-008 ¦ SAU4005-G000-C__-&EEC-00789 ¦ CCP-W-B000-51-IA-B16-0001 ¦ CCP-W-B000-51-IA-B16-0002 ¦ CCP-W-B000-51-IA-B16-0003 ¦ CCP-W-B000-51-IA-B16-0006 ¦ CCP-W-B000-51-IA-B16-0007 ¦ CCP-W-B000-51-IA-B16-0008 | DCS - FUNCTIONAL DESIGN SPECIFICATION FOR HARDWARE ¦ DCS - FUNCTIONAL DESIGN SPECIFICATION FOR SOFTWARE ¦ DCS - FUNCTIONAL DESIGN SPECIFICATION FOR HMI GRAPHIC ¦ DCS - TECHNICAL SPECIFICATION FOR TIME SYNCHRONIZATION ¦ DCS - TECHNICAL SPECIFICATION FOR EMERGENCY PUSH BUTTON ¦ DCS - TECHNICAL SPECIFICATION FOR LARGE SCREEN DISPLAY ¦ DCS - TECHNICAL SPECIFICATION FOR FIELDBUS MOV ¦ [DCS]_Functional Design Specification for Hardware ¦ [DCS]_Functional Design Specification for Software ¦ [DCS]_Functional Design Specification for Graphic ¦ [DCS]_Functional Design Specification for Safety Related System ¦ [DCS]_Functional Design Specification for Performance Monitoring System ¦ DCS Hardware Specification ¦ DCS Software Specification og GTC ¦ DCS SRS Specification of GTC ¦ DCS Graphic Functional Design Specification ¦ Technical Specifications for DCS ¦ DCS - FUNCTIONAL DESIGN SPECIFICATION FOR GRAPHIC ¦ DCS - FUNCTIONAL DESIGN SPECIFICATION FOR SAFETY RELATED SYSTEM ¦ DCS - FUNCTIONAL DESIGN SPECIFICATION FOR PLANT INFORMATION SYSTEM ¦ DCS - FUNCTIONAL DESIGN SPECIFICATION FOR CYBER SECURITY SYSTEM ¦ TECHNICAL SPECIFICATION_DCS ¦ TECHNICAL SPECIFICATION_EMERGENCY PUSH BUTTON_DCS ¦ TECHNICAL SPECIFICATION_LARGE SCREEN DISPLAY_DCS ¦ TECHNICAL SPECIFICATION_TIME SYNCHRONIZATION_DCS ¦ TECHNICAL SPECIFICATION_CYBER SECURITY & ANTI VIRUS_DCS | Merged cyber security/network FDS and 'Cyber Security System' variants into one standard deliverable.
529 | DCS Vendor Document List | DCS Functional Design Specification – Plant Performance Monitoring System | 7110 | R&N | SAU4005-G180-C__-&EFE-25001 ¦ SAU4005-G180-C__-&EFE-25002 ¦ SAU4005-G180-C__-&EFE-25003 ¦ SAU4005-G180-C__-&EFE-25004 ¦ SAU4005-G180-C__-&EFE-25005 ¦ SAU4005-G180-C__-&EFE-25006 ¦ SAU4005-G180-C__-&EFE-25028 ¦ SAU4005-G180-C__-&EFE-25029 ¦ SAU4005-G180-C__-&EFE-25105 | DCS(V) - Functional Design Specification for Hardware ¦ DCS(V) - Functional Design Specification for Software ¦ DCS(V) - Functional Design Specification for Graphic ¦ DCS(V) - Functional Design Specification for Safety Related System ¦ DCS(V) - Functional Design Specification for Cyber Security and Network ¦ DCS(V) - Functional Design Specification for Plant Performance Monitoring System ¦ DCS(V) - Functional Design Specification for Field Instrument Management System ¦ DCS(V) - Functional Design Specification for Remote Monitoring System ¦ DCS(V) - 3rd Party Datalink Specification(OPC, IEC, Modbus) | Kept separate due to distinct application scope in source titles.
529 | DCS Vendor Document List | DCS Functional Design Specification – Plant Performance Monitoring System | 7117 | Fadhili ¦ Grati ¦ Karabatan ¦ R&N ¦ Turkistan ¦ Ukudu | T16182-CV03-P0CRN-161103 ¦ T16182-CV03-P0CRN-161104 ¦ T16182-CV03-P0CRN-161105 ¦ T16182-CV03-P0CWQ-161132 ¦ T16182-CV03-P0CWQ-161133 ¦ T16182-CV03-P0CWQ-161135 ¦ T16182-CV03-P0CRT-161149 ¦ GRT-CV03-P0ZEN-161110 ¦ GRT-CV03-P0ZEN-161111 ¦ GRT-CV03-P0ZEN-161112 ¦ GRT-CV03-P0ZEN-161116 ¦ GRT-CV03-P0ZEN-161117 ¦ GRT-DC01-P0BYA-165644 ¦ GRT-YR00-P0BYA-165645 ¦ GRT-DC01-P0BYA-165646 ¦ T14211-7300-35-IA-338-008 ¦ SAU4005-G000-C__-&EEC-00789 ¦ CCP-W-B000-51-IA-B16-0001 ¦ CCP-W-B000-51-IA-B16-0002 ¦ CCP-W-B000-51-IA-B16-0003 ¦ CCP-W-B000-51-IA-B16-0006 ¦ CCP-W-B000-51-IA-B16-0007 ¦ CCP-W-B000-51-IA-B16-0008 | DCS - FUNCTIONAL DESIGN SPECIFICATION FOR HARDWARE ¦ DCS - FUNCTIONAL DESIGN SPECIFICATION FOR SOFTWARE ¦ DCS - FUNCTIONAL DESIGN SPECIFICATION FOR HMI GRAPHIC ¦ DCS - TECHNICAL SPECIFICATION FOR TIME SYNCHRONIZATION ¦ DCS - TECHNICAL SPECIFICATION FOR EMERGENCY PUSH BUTTON ¦ DCS - TECHNICAL SPECIFICATION FOR LARGE SCREEN DISPLAY ¦ DCS - TECHNICAL SPECIFICATION FOR FIELDBUS MOV ¦ [DCS]_Functional Design Specification for Hardware ¦ [DCS]_Functional Design Specification for Software ¦ [DCS]_Functional Design Specification for Graphic ¦ [DCS]_Functional Design Specification for Safety Related System ¦ [DCS]_Functional Design Specification for Performance Monitoring System ¦ DCS Hardware Specification ¦ DCS Software Specification og GTC ¦ DCS SRS Specification of GTC ¦ DCS Graphic Functional Design Specification ¦ Technical Specifications for DCS ¦ DCS - FUNCTIONAL DESIGN SPECIFICATION FOR GRAPHIC ¦ DCS - FUNCTIONAL DESIGN SPECIFICATION FOR SAFETY RELATED SYSTEM ¦ DCS - FUNCTIONAL DESIGN SPECIFICATION FOR PLANT INFORMATION SYSTEM ¦ DCS - FUNCTIONAL DESIGN SPECIFICATION FOR CYBER SECURITY SYSTEM ¦ TECHNICAL SPECIFICATION_DCS ¦ TECHNICAL SPECIFICATION_EMERGENCY PUSH BUTTON_DCS ¦ TECHNICAL SPECIFICATION_LARGE SCREEN DISPLAY_DCS ¦ TECHNICAL SPECIFICATION_TIME SYNCHRONIZATION_DCS ¦ TECHNICAL SPECIFICATION_CYBER SECURITY & ANTI VIRUS_DCS | Kept separate due to distinct application scope in source titles.
530 | DCS Vendor Document List | DCS Functional Design Specification – Field Instrument Management System | 7110 | R&N | SAU4005-G180-C__-&EFE-25001 ¦ SAU4005-G180-C__-&EFE-25002 ¦ SAU4005-G180-C__-&EFE-25003 ¦ SAU4005-G180-C__-&EFE-25004 ¦ SAU4005-G180-C__-&EFE-25005 ¦ SAU4005-G180-C__-&EFE-25006 ¦ SAU4005-G180-C__-&EFE-25028 ¦ SAU4005-G180-C__-&EFE-25029 ¦ SAU4005-G180-C__-&EFE-25105 | DCS(V) - Functional Design Specification for Hardware ¦ DCS(V) - Functional Design Specification for Software ¦ DCS(V) - Functional Design Specification for Graphic ¦ DCS(V) - Functional Design Specification for Safety Related System ¦ DCS(V) - Functional Design Specification for Cyber Security and Network ¦ DCS(V) - Functional Design Specification for Plant Performance Monitoring System ¦ DCS(V) - Functional Design Specification for Field Instrument Management System ¦ DCS(V) - Functional Design Specification for Remote Monitoring System ¦ DCS(V) - 3rd Party Datalink Specification(OPC, IEC, Modbus) | Single-source distinct FDS scope; kept separate.
531 | DCS Vendor Document List | DCS Functional Design Specification – Plant Information System / Historian | 7004 | Fadhili ¦ Grati ¦ Karabatan | T16182-YD00-P0CRN-161113 ¦ T16182-CV03-P0CWQ-161121 ¦ T16182-CV03-P0CWQ-161122 ¦ T16182-CV03-P0CWQ-161123 ¦ GRT-YD07-P0ZEN-161122 ¦ T14211-7300-IA-TBE-0002 | DCS - IO & MODULE ALLOCATION ¦ DCS - PERFORMANCE MONITORING SYSTEM ¦ DCS - PLANT INFORMATION HISTORIAN ¦ DCS - FIELD INSTRUMENT MONITORING SYSTEM ¦ [DCS]_IO & Module Allocation ¦ Technical Bid Evaluation for DCS ¦ DCS Vendor Document | Merged 'PLANT INFORMATION HISTORIAN' and 'PLANT INFORMATION SYSTEM' FDS references into one standardized deliverable.
531 | DCS Vendor Document List | DCS Functional Design Specification – Plant Information System / Historian | 7117 | Fadhili ¦ Grati ¦ Karabatan ¦ R&N ¦ Turkistan ¦ Ukudu | T16182-CV03-P0CRN-161103 ¦ T16182-CV03-P0CRN-161104 ¦ T16182-CV03-P0CRN-161105 ¦ T16182-CV03-P0CWQ-161132 ¦ T16182-CV03-P0CWQ-161133 ¦ T16182-CV03-P0CWQ-161135 ¦ T16182-CV03-P0CRT-161149 ¦ GRT-CV03-P0ZEN-161110 ¦ GRT-CV03-P0ZEN-161111 ¦ GRT-CV03-P0ZEN-161112 ¦ GRT-CV03-P0ZEN-161116 ¦ GRT-CV03-P0ZEN-161117 ¦ GRT-DC01-P0BYA-165644 ¦ GRT-YR00-P0BYA-165645 ¦ GRT-DC01-P0BYA-165646 ¦ T14211-7300-35-IA-338-008 ¦ SAU4005-G000-C__-&EEC-00789 ¦ CCP-W-B000-51-IA-B16-0001 ¦ CCP-W-B000-51-IA-B16-0002 ¦ CCP-W-B000-51-IA-B16-0003 ¦ CCP-W-B000-51-IA-B16-0006 ¦ CCP-W-B000-51-IA-B16-0007 ¦ CCP-W-B000-51-IA-B16-0008 | DCS - FUNCTIONAL DESIGN SPECIFICATION FOR HARDWARE ¦ DCS - FUNCTIONAL DESIGN SPECIFICATION FOR SOFTWARE ¦ DCS - FUNCTIONAL DESIGN SPECIFICATION FOR HMI GRAPHIC ¦ DCS - TECHNICAL SPECIFICATION FOR TIME SYNCHRONIZATION ¦ DCS - TECHNICAL SPECIFICATION FOR EMERGENCY PUSH BUTTON ¦ DCS - TECHNICAL SPECIFICATION FOR LARGE SCREEN DISPLAY ¦ DCS - TECHNICAL SPECIFICATION FOR FIELDBUS MOV ¦ [DCS]_Functional Design Specification for Hardware ¦ [DCS]_Functional Design Specification for Software ¦ [DCS]_Functional Design Specification for Graphic ¦ [DCS]_Functional Design Specification for Safety Related System ¦ [DCS]_Functional Design Specification for Performance Monitoring System ¦ DCS Hardware Specification ¦ DCS Software Specification og GTC ¦ DCS SRS Specification of GTC ¦ DCS Graphic Functional Design Specification ¦ Technical Specifications for DCS ¦ DCS - FUNCTIONAL DESIGN SPECIFICATION FOR GRAPHIC ¦ DCS - FUNCTIONAL DESIGN SPECIFICATION FOR SAFETY RELATED SYSTEM ¦ DCS - FUNCTIONAL DESIGN SPECIFICATION FOR PLANT INFORMATION SYSTEM ¦ DCS - FUNCTIONAL DESIGN SPECIFICATION FOR CYBER SECURITY SYSTEM ¦ TECHNICAL SPECIFICATION_DCS ¦ TECHNICAL SPECIFICATION_EMERGENCY PUSH BUTTON_DCS ¦ TECHNICAL SPECIFICATION_LARGE SCREEN DISPLAY_DCS ¦ TECHNICAL SPECIFICATION_TIME SYNCHRONIZATION_DCS ¦ TECHNICAL SPECIFICATION_CYBER SECURITY & ANTI VIRUS_DCS | Merged 'PLANT INFORMATION HISTORIAN' and 'PLANT INFORMATION SYSTEM' FDS references into one standardized deliverable.
532 | DCS Vendor Document List | DCS Functional Design Specification – Remote Monitoring System | 7110 | R&N | SAU4005-G180-C__-&EFE-25001 ¦ SAU4005-G180-C__-&EFE-25002 ¦ SAU4005-G180-C__-&EFE-25003 ¦ SAU4005-G180-C__-&EFE-25004 ¦ SAU4005-G180-C__-&EFE-25005 ¦ SAU4005-G180-C__-&EFE-25006 ¦ SAU4005-G180-C__-&EFE-25028 ¦ SAU4005-G180-C__-&EFE-25029 ¦ SAU4005-G180-C__-&EFE-25105 | DCS(V) - Functional Design Specification for Hardware ¦ DCS(V) - Functional Design Specification for Software ¦ DCS(V) - Functional Design Specification for Graphic ¦ DCS(V) - Functional Design Specification for Safety Related System ¦ DCS(V) - Functional Design Specification for Cyber Security and Network ¦ DCS(V) - Functional Design Specification for Plant Performance Monitoring System ¦ DCS(V) - Functional Design Specification for Field Instrument Management System ¦ DCS(V) - Functional Design Specification for Remote Monitoring System ¦ DCS(V) - 3rd Party Datalink Specification(OPC, IEC, Modbus) | Single-source distinct deliverable; kept separate.
533 | DCS Vendor Document List | DCS 3rd Party Datalink Specification (OPC, IEC, Modbus) | 7110 | R&N | SAU4005-G180-C__-&EFE-25001 ¦ SAU4005-G180-C__-&EFE-25002 ¦ SAU4005-G180-C__-&EFE-25003 ¦ SAU4005-G180-C__-&EFE-25004 ¦ SAU4005-G180-C__-&EFE-25005 ¦ SAU4005-G180-C__-&EFE-25006 ¦ SAU4005-G180-C__-&EFE-25028 ¦ SAU4005-G180-C__-&EFE-25029 ¦ SAU4005-G180-C__-&EFE-25105 | DCS(V) - Functional Design Specification for Hardware ¦ DCS(V) - Functional Design Specification for Software ¦ DCS(V) - Functional Design Specification for Graphic ¦ DCS(V) - Functional Design Specification for Safety Related System ¦ DCS(V) - Functional Design Specification for Cyber Security and Network ¦ DCS(V) - Functional Design Specification for Plant Performance Monitoring System ¦ DCS(V) - Functional Design Specification for Field Instrument Management System ¦ DCS(V) - Functional Design Specification for Remote Monitoring System ¦ DCS(V) - 3rd Party Datalink Specification(OPC, IEC, Modbus) | Kept as separate conventional interface specification deliverable.
534 | DCS Vendor Document List | DCS Technical Specification – Time Synchronization | 7117 | Fadhili ¦ Grati ¦ Karabatan ¦ R&N ¦ Turkistan ¦ Ukudu | T16182-CV03-P0CRN-161103 ¦ T16182-CV03-P0CRN-161104 ¦ T16182-CV03-P0CRN-161105 ¦ T16182-CV03-P0CWQ-161132 ¦ T16182-CV03-P0CWQ-161133 ¦ T16182-CV03-P0CWQ-161135 ¦ T16182-CV03-P0CRT-161149 ¦ GRT-CV03-P0ZEN-161110 ¦ GRT-CV03-P0ZEN-161111 ¦ GRT-CV03-P0ZEN-161112 ¦ GRT-CV03-P0ZEN-161116 ¦ GRT-CV03-P0ZEN-161117 ¦ GRT-DC01-P0BYA-165644 ¦ GRT-YR00-P0BYA-165645 ¦ GRT-DC01-P0BYA-165646 ¦ T14211-7300-35-IA-338-008 ¦ SAU4005-G000-C__-&EEC-00789 ¦ CCP-W-B000-51-IA-B16-0001 ¦ CCP-W-B000-51-IA-B16-0002 ¦ CCP-W-B000-51-IA-B16-0003 ¦ CCP-W-B000-51-IA-B16-0006 ¦ CCP-W-B000-51-IA-B16-0007 ¦ CCP-W-B000-51-IA-B16-0008 | DCS - FUNCTIONAL DESIGN SPECIFICATION FOR HARDWARE ¦ DCS - FUNCTIONAL DESIGN SPECIFICATION FOR SOFTWARE ¦ DCS - FUNCTIONAL DESIGN SPECIFICATION FOR HMI GRAPHIC ¦ DCS - TECHNICAL SPECIFICATION FOR TIME SYNCHRONIZATION ¦ DCS - TECHNICAL SPECIFICATION FOR EMERGENCY PUSH BUTTON ¦ DCS - TECHNICAL SPECIFICATION FOR LARGE SCREEN DISPLAY ¦ DCS - TECHNICAL SPECIFICATION FOR FIELDBUS MOV ¦ [DCS]_Functional Design Specification for Hardware ¦ [DCS]_Functional Design Specification for Software ¦ [DCS]_Functional Design Specification for Graphic ¦ [DCS]_Functional Design Specification for Safety Related System ¦ [DCS]_Functional Design Specification for Performance Monitoring System ¦ DCS Hardware Specification ¦ DCS Software Specification og GTC ¦ DCS SRS Specification of GTC ¦ DCS Graphic Functional Design Specification ¦ Technical Specifications for DCS ¦ DCS - FUNCTIONAL DESIGN SPECIFICATION FOR GRAPHIC ¦ DCS - FUNCTIONAL DESIGN SPECIFICATION FOR SAFETY RELATED SYSTEM ¦ DCS - FUNCTIONAL DESIGN SPECIFICATION FOR PLANT INFORMATION SYSTEM ¦ DCS - FUNCTIONAL DESIGN SPECIFICATION FOR CYBER SECURITY SYSTEM ¦ TECHNICAL SPECIFICATION_DCS ¦ TECHNICAL SPECIFICATION_EMERGENCY PUSH BUTTON_DCS ¦ TECHNICAL SPECIFICATION_LARGE SCREEN DISPLAY_DCS ¦ TECHNICAL SPECIFICATION_TIME SYNCHRONIZATION_DCS ¦ TECHNICAL SPECIFICATION_CYBER SECURITY & ANTI VIRUS_DCS | Separated time sync technical specification from drawings/datasheets because it is a different document type.
535 | DCS Vendor Document List | DCS Time Synchronization Drawing | 7010 | R&N | SAU4005-G180-C__-&EFE-25007 ¦ SAU4005-G180-C__-&EFE-25008 ¦ SAU4005-G180-C__-&EFE-25023 | DCS(V) - Datasheet & Drawing for Time Synchronization ¦ DCS(V) - Datasheet & Drawings for Large Screen Display ¦ DCS(V) - Datasheet & Drawings for CCR Emergency Push Button | Split combined 'Datasheet & Drawing' evidence into Drawing deliverable row.
536 | DCS Vendor Document List | DCS Technical Specification – Emergency Push Button | 7117 | Fadhili ¦ Grati ¦ Karabatan ¦ R&N ¦ Turkistan ¦ Ukudu | T16182-CV03-P0CRN-161103 ¦ T16182-CV03-P0CRN-161104 ¦ T16182-CV03-P0CRN-161105 ¦ T16182-CV03-P0CWQ-161132 ¦ T16182-CV03-P0CWQ-161133 ¦ T16182-CV03-P0CWQ-161135 ¦ T16182-CV03-P0CRT-161149 ¦ GRT-CV03-P0ZEN-161110 ¦ GRT-CV03-P0ZEN-161111 ¦ GRT-CV03-P0ZEN-161112 ¦ GRT-CV03-P0ZEN-161116 ¦ GRT-CV03-P0ZEN-161117 ¦ GRT-DC01-P0BYA-165644 ¦ GRT-YR00-P0BYA-165645 ¦ GRT-DC01-P0BYA-165646 ¦ T14211-7300-35-IA-338-008 ¦ SAU4005-G000-C__-&EEC-00789 ¦ CCP-W-B000-51-IA-B16-0001 ¦ CCP-W-B000-51-IA-B16-0002 ¦ CCP-W-B000-51-IA-B16-0003 ¦ CCP-W-B000-51-IA-B16-0006 ¦ CCP-W-B000-51-IA-B16-0007 ¦ CCP-W-B000-51-IA-B16-0008 | DCS - FUNCTIONAL DESIGN SPECIFICATION FOR HARDWARE ¦ DCS - FUNCTIONAL DESIGN SPECIFICATION FOR SOFTWARE ¦ DCS - FUNCTIONAL DESIGN SPECIFICATION FOR HMI GRAPHIC ¦ DCS - TECHNICAL SPECIFICATION FOR TIME SYNCHRONIZATION ¦ DCS - TECHNICAL SPECIFICATION FOR EMERGENCY PUSH BUTTON ¦ DCS - TECHNICAL SPECIFICATION FOR LARGE SCREEN DISPLAY ¦ DCS - TECHNICAL SPECIFICATION FOR FIELDBUS MOV ¦ [DCS]_Functional Design Specification for Hardware ¦ [DCS]_Functional Design Specification for Software ¦ [DCS]_Functional Design Specification for Graphic ¦ [DCS]_Functional Design Specification for Safety Related System ¦ [DCS]_Functional Design Specification for Performance Monitoring System ¦ DCS Hardware Specification ¦ DCS Software Specification og GTC ¦ DCS SRS Specification of GTC ¦ DCS Graphic Functional Design Specification ¦ Technical Specifications for DCS ¦ DCS - FUNCTIONAL DESIGN SPECIFICATION FOR GRAPHIC ¦ DCS - FUNCTIONAL DESIGN SPECIFICATION FOR SAFETY RELATED SYSTEM ¦ DCS - FUNCTIONAL DESIGN SPECIFICATION FOR PLANT INFORMATION SYSTEM ¦ DCS - FUNCTIONAL DESIGN SPECIFICATION FOR CYBER SECURITY SYSTEM ¦ TECHNICAL SPECIFICATION_DCS ¦ TECHNICAL SPECIFICATION_EMERGENCY PUSH BUTTON_DCS ¦ TECHNICAL SPECIFICATION_LARGE SCREEN DISPLAY_DCS ¦ TECHNICAL SPECIFICATION_TIME SYNCHRONIZATION_DCS ¦ TECHNICAL SPECIFICATION_CYBER SECURITY & ANTI VIRUS_DCS | Separated EPB technical specification as distinct accessory/interface item within DCS vendor scope.
537 | DCS Vendor Document List | DCS CCR Emergency Push Button Drawing | 7010 | R&N | SAU4005-G180-C__-&EFE-25007 ¦ SAU4005-G180-C__-&EFE-25008 ¦ SAU4005-G180-C__-&EFE-25023 | DCS(V) - Datasheet & Drawing for Time Synchronization ¦ DCS(V) - Datasheet & Drawings for Large Screen Display ¦ DCS(V) - Datasheet & Drawings for CCR Emergency Push Button | Split combined 'Datasheet & Drawings for CCR Emergency Push Button' evidence into a Drawing row.
538 | DCS Vendor Document List | DCS Technical Specification – Large Screen Display | 7117 | Fadhili ¦ Grati ¦ Karabatan ¦ R&N ¦ Turkistan ¦ Ukudu | T16182-CV03-P0CRN-161103 ¦ T16182-CV03-P0CRN-161104 ¦ T16182-CV03-P0CRN-161105 ¦ T16182-CV03-P0CWQ-161132 ¦ T16182-CV03-P0CWQ-161133 ¦ T16182-CV03-P0CWQ-161135 ¦ T16182-CV03-P0CRT-161149 ¦ GRT-CV03-P0ZEN-161110 ¦ GRT-CV03-P0ZEN-161111 ¦ GRT-CV03-P0ZEN-161112 ¦ GRT-CV03-P0ZEN-161116 ¦ GRT-CV03-P0ZEN-161117 ¦ GRT-DC01-P0BYA-165644 ¦ GRT-YR00-P0BYA-165645 ¦ GRT-DC01-P0BYA-165646 ¦ T14211-7300-35-IA-338-008 ¦ SAU4005-G000-C__-&EEC-00789 ¦ CCP-W-B000-51-IA-B16-0001 ¦ CCP-W-B000-51-IA-B16-0002 ¦ CCP-W-B000-51-IA-B16-0003 ¦ CCP-W-B000-51-IA-B16-0006 ¦ CCP-W-B000-51-IA-B16-0007 ¦ CCP-W-B000-51-IA-B16-0008 | DCS - FUNCTIONAL DESIGN SPECIFICATION FOR HARDWARE ¦ DCS - FUNCTIONAL DESIGN SPECIFICATION FOR SOFTWARE ¦ DCS - FUNCTIONAL DESIGN SPECIFICATION FOR HMI GRAPHIC ¦ DCS - TECHNICAL SPECIFICATION FOR TIME SYNCHRONIZATION ¦ DCS - TECHNICAL SPECIFICATION FOR EMERGENCY PUSH BUTTON ¦ DCS - TECHNICAL SPECIFICATION FOR LARGE SCREEN DISPLAY ¦ DCS - TECHNICAL SPECIFICATION FOR FIELDBUS MOV ¦ [DCS]_Functional Design Specification for Hardware ¦ [DCS]_Functional Design Specification for Software ¦ [DCS]_Functional Design Specification for Graphic ¦ [DCS]_Functional Design Specification for Safety Related System ¦ [DCS]_Functional Design Specification for Performance Monitoring System ¦ DCS Hardware Specification ¦ DCS Software Specification og GTC ¦ DCS SRS Specification of GTC ¦ DCS Graphic Functional Design Specification ¦ Technical Specifications for DCS ¦ DCS - FUNCTIONAL DESIGN SPECIFICATION FOR GRAPHIC ¦ DCS - FUNCTIONAL DESIGN SPECIFICATION FOR SAFETY RELATED SYSTEM ¦ DCS - FUNCTIONAL DESIGN SPECIFICATION FOR PLANT INFORMATION SYSTEM ¦ DCS - FUNCTIONAL DESIGN SPECIFICATION FOR CYBER SECURITY SYSTEM ¦ TECHNICAL SPECIFICATION_DCS ¦ TECHNICAL SPECIFICATION_EMERGENCY PUSH BUTTON_DCS ¦ TECHNICAL SPECIFICATION_LARGE SCREEN DISPLAY_DCS ¦ TECHNICAL SPECIFICATION_TIME SYNCHRONIZATION_DCS ¦ TECHNICAL SPECIFICATION_CYBER SECURITY & ANTI VIRUS_DCS | Kept as distinct DCS auxiliary HMI hardware technical specification.
539 | DCS Vendor Document List | DCS Large Screen Display Drawing | 7010 | R&N | SAU4005-G180-C__-&EFE-25007 ¦ SAU4005-G180-C__-&EFE-25008 ¦ SAU4005-G180-C__-&EFE-25023 | DCS(V) - Datasheet & Drawing for Time Synchronization ¦ DCS(V) - Datasheet & Drawings for Large Screen Display ¦ DCS(V) - Datasheet & Drawings for CCR Emergency Push Button | Split combined 'Datasheet & Drawings for Large Screen Display' evidence into Drawing row.
540 | DCS Vendor Document List | DCS Technical Specification – FIELDBUS MOV | 7117 | Fadhili ¦ Grati ¦ Karabatan ¦ R&N ¦ Turkistan ¦ Ukudu | T16182-CV03-P0CRN-161103 ¦ T16182-CV03-P0CRN-161104 ¦ T16182-CV03-P0CRN-161105 ¦ T16182-CV03-P0CWQ-161132 ¦ T16182-CV03-P0CWQ-161133 ¦ T16182-CV03-P0CWQ-161135 ¦ T16182-CV03-P0CRT-161149 ¦ GRT-CV03-P0ZEN-161110 ¦ GRT-CV03-P0ZEN-161111 ¦ GRT-CV03-P0ZEN-161112 ¦ GRT-CV03-P0ZEN-161116 ¦ GRT-CV03-P0ZEN-161117 ¦ GRT-DC01-P0BYA-165644 ¦ GRT-YR00-P0BYA-165645 ¦ GRT-DC01-P0BYA-165646 ¦ T14211-7300-35-IA-338-008 ¦ SAU4005-G000-C__-&EEC-00789 ¦ CCP-W-B000-51-IA-B16-0001 ¦ CCP-W-B000-51-IA-B16-0002 ¦ CCP-W-B000-51-IA-B16-0003 ¦ CCP-W-B000-51-IA-B16-0006 ¦ CCP-W-B000-51-IA-B16-0007 ¦ CCP-W-B000-51-IA-B16-0008 | DCS - FUNCTIONAL DESIGN SPECIFICATION FOR HARDWARE ¦ DCS - FUNCTIONAL DESIGN SPECIFICATION FOR SOFTWARE ¦ DCS - FUNCTIONAL DESIGN SPECIFICATION FOR HMI GRAPHIC ¦ DCS - TECHNICAL SPECIFICATION FOR TIME SYNCHRONIZATION ¦ DCS - TECHNICAL SPECIFICATION FOR EMERGENCY PUSH BUTTON ¦ DCS - TECHNICAL SPECIFICATION FOR LARGE SCREEN DISPLAY ¦ DCS - TECHNICAL SPECIFICATION FOR FIELDBUS MOV ¦ [DCS]_Functional Design Specification for Hardware ¦ [DCS]_Functional Design Specification for Software ¦ [DCS]_Functional Design Specification for Graphic ¦ [DCS]_Functional Design Specification for Safety Related System ¦ [DCS]_Functional Design Specification for Performance Monitoring System ¦ DCS Hardware Specification ¦ DCS Software Specification og GTC ¦ DCS SRS Specification of GTC ¦ DCS Graphic Functional Design Specification ¦ Technical Specifications for DCS ¦ DCS - FUNCTIONAL DESIGN SPECIFICATION FOR GRAPHIC ¦ DCS - FUNCTIONAL DESIGN SPECIFICATION FOR SAFETY RELATED SYSTEM ¦ DCS - FUNCTIONAL DESIGN SPECIFICATION FOR PLANT INFORMATION SYSTEM ¦ DCS - FUNCTIONAL DESIGN SPECIFICATION FOR CYBER SECURITY SYSTEM ¦ TECHNICAL SPECIFICATION_DCS ¦ TECHNICAL SPECIFICATION_EMERGENCY PUSH BUTTON_DCS ¦ TECHNICAL SPECIFICATION_LARGE SCREEN DISPLAY_DCS ¦ TECHNICAL SPECIFICATION_TIME SYNCHRONIZATION_DCS ¦ TECHNICAL SPECIFICATION_CYBER SECURITY & ANTI VIRUS_DCS | Kept distinct because source explicitly includes FIELDBUS MOV technical specification under DCS documents.
541 | DCS Vendor Document List | Technical Bid Evaluation (TBE) for DCS | 6998 | Karabatan | T14211- 7300-IA-TBE-0001 | TBE for DCS | Merged duplicate TBE references; standardized to a single TBE deliverable.
541 | DCS Vendor Document List | Technical Bid Evaluation (TBE) for DCS | 7004 | Fadhili ¦ Grati ¦ Karabatan | T16182-YD00-P0CRN-161113 ¦ T16182-CV03-P0CWQ-161121 ¦ T16182-CV03-P0CWQ-161122 ¦ T16182-CV03-P0CWQ-161123 ¦ GRT-YD07-P0ZEN-161122 ¦ T14211-7300-IA-TBE-0002 | DCS - IO & MODULE ALLOCATION ¦ DCS - PERFORMANCE MONITORING SYSTEM ¦ DCS - PLANT INFORMATION HISTORIAN ¦ DCS - FIELD INSTRUMENT MONITORING SYSTEM ¦ [DCS]_IO & Module Allocation ¦ Technical Bid Evaluation for DCS ¦ DCS Vendor Document | Merged duplicate TBE references; standardized to a single TBE deliverable.
542 | DCS Vendor Document List | DCS Typical Elementary Wiring Diagrams (Index & Typical Circuits) | 7073 | Fadhili ¦ Karabatan | T16182-YS00-P0ZEN-163301 ¦ T16182-YS00-P0ZEN-163302 ¦ T16182-YS00-P0ZEN-163303 ¦ T16182-YS00-P0ZEN-163304 ¦ T16182-YS00-P0ZEN-163305 ¦ T16182-YS00-P0ZEN-163306 ¦ T16182-YS00-P0ZEN-163307 ¦ T16182-YS00-P0ZEN-163308 ¦ T16182-YS00-P0ZEN-163309 ¦ T16182-YS00-P0ZEN-163310 ¦ T16182-YS00-P0ZEN-163311 ¦ T16182-YS00-P0ZEN-163312 ¦ T16182-YS00-P0ZEN-163313 ¦ T16182-YS00-P0ZEN-163314 ¦ T16182-YS00-P0ZEN-163315 ¦ T16182-YS00-P0ZEN-163316 ¦ T16182-YS00-P0ZEN-163317 ¦ T16182-YS00-P0ZEN-163318 ¦ T16182-YS00-P0ZEN-163319 ¦ T16182-YS00-P0ZEN-163320 ¦ T16182-YS00-P0ZEN-163321 ¦ T14211-7300-35-IA-321-002 | TYPICAL DCS ELEMENTARY WIRING DIAGRAM - INDEX ¦ TYPICAL DCS ELEMENTARY WIRING DIAGRAM FOR MV SWGR INCOMER ¦ TYPICAL DCS ELEMENTARY WIRING DIAGRAM FOR MV SWGR MOTOR FEEDER ¦ TYPICAL DCS ELEMENTARY WIRING DIAGRAM FOR MV SWGR TR FEEDER ¦ TYPICAL DCS ELEMENTARY WIRING DIAGRAM FOR MV SWGR BUS TIE ¦ TYPICAL DCS ELEMENTARY WIRING DIAGRAM FOR MV SWGR UNIT/COMMON TIE ¦ TYPICAL DCS ELEMENTARY WIRING DIAGRAM FOR PT PANEL ¦ TYPICAL DCS ELEMENTARY WIRING DIAGRAM FOR LV SWGR INCOMER ¦ TYPICAL DCS ELEMENTARY WIRING DIAGRAM FOR LV SWGR MOTOR FEEDER (ACB) ¦ TYPICAL DCS ELEMENTARY WIRING DIAGRAM FOR LV SWGR MOTOR FEEDER (MCCB) ¦ TYPICAL DCS ELEMENTARY WIRING DIAGRAM FOR LV SWGR NON MOTOR FEEDER (ACB) ¦ TYPICAL DCS ELEMENTARY WIRING DIAGRAM FOR LV SWGR NON MOTOR FEEDER (MCCB EHS) ¦ TYPICAL DCS ELEMENTARY WIRING DIAGRAM FOR LV SWGR BUS TIE ¦ TYPICAL DCS ELEMENTARY WIRING DIAGRAM FOR ANALOG INPUT ¦ TYPICAL DCS ELEMENTARY WIRING DIAGRAM FOR ANALOG OUTPUT ¦ TYPICAL DCS ELEMENTARY WIRING DIAGRAM FOR BINARY INPUT ¦ TYPICAL DCS ELEMENTARY WIRING DIAGRAM FOR BINARY OUTPUT ¦ TYPICAL DCS ELEMENTARY WIRING DIAGRAM FOR PNEUMATIC CONTROL VALVE - MODULATING ¦ TYPICAL DCS ELEMENTARY WIRING DIAGRAM FOR PNEUMATIC SHUT - OFF VALVE (SOLENOID VALVE) ¦ TYPICAL DCS ELEMENTARY WIRING DIAGRAM FOR MOTOR OPERATED VALVE - INTERNAL MCC ¦ TYPICAL DCS ELEMENTARY WIRING DIAGRAM FOR MOTOR OPERATED VALVE - FIELDBUS ¦ DCS Internal Interconnection Wiring Drawing | Consolidated the set of typical DCS elementary wiring diagrams into one standard deliverable family.
543 | DCS Vendor Document List | HVAC Control System (V) Interface Drawing with Fire Fighting / DCS | 7024 | R&N | SAU4005-G185-SA_-&ETB-11681 | HVAC CONTROL SYSTEM (V)- HVAC Interface Drawing with Fire Fighting/DCS | Included because source explicitly defines a vendor interface drawing with Fire Fighting/DCS; kept within DCS vendor list as DCS interface deliverable.

## Validation Report
validation_type | severity | discipline | scope_type | system | sub_system | equipment | document_type | standardized_document_title | reason | recommended_action

## LLM Rejections
group | batch | source_standard_no | standardized_document_title | reason | raw_payload

## Run Summary
metric | value
mode | package_grouped_llm_pilot
input_projects | Fadhili ¦ Grati ¦ Karabatan ¦ Muara Tawar ¦ R&N ¦ Turkistan ¦ Ukudu
source_rows | 17943
source_grounded_candidate_rows | 7908
output_rows | 526
rejection_rows | 0
output_rows:ACC | 106
output_rows:DCS | 63
output_rows:HRSG | 357
evidence_type:Source-Grounded | 526
review_status:Approved Source-Grounded | 525
review_status:Needs Doosan Review | 1